## 00_Cover
SIMANCAS CAPITAL ¦ LORENZO FRASCOLLA
The Silicon-Power Gap
Valuation Model, companion to paper version 39.1
ABOUT THIS WORKBOOK
Thesis | High-voltage transformer supply, not chips, is the binding constraint on AI compute in the next two to four years. This workbook rebuilds every valuation figure in Section I of the paper with live formulas, so each number can be traced to its inputs. Where the paper rounds intermediate steps, the note beside the figure says so.
Operators | Operator X: hypothetical Sun Belt landlord with 16 secured 75 MW transformer slots (Digital Realty-sized for scale). Operator H: hypothetical Nordic operator with 16 Helsinki / Luleå 100 MVA units. Both are long legs.
Paper version | v39.1, October 2026 (v39 with five printing corrections). Paper market inputs as of 1 June 2026; the extension tabs add Digital Realty filings to 23 July 2026 and its market value on 31 July 2026.
Units | US$ millions unless a row states otherwise.
Structure | Tabs 05, 06, 07, 09, 19, 20 and 21 reproduce the paper to its printed rounding. Tabs marked Extension go beyond it: cost of capital, credit risk, option Greeks, a Monte Carlo check, transformer physics, and a three-statement model and DCF of Operator X at Digital Realty scale built from its public filings.
HEADLINE OUTPUTS
Slot option value per slot ($M) | 19.6684 | Black-Scholes, 75 MW slot (paper: $19.7M)
Option book, 16 slots ($M) | 314.6948 | Before the liquidity discount (paper: $315M)
Operator X net hidden value ($M) | 276 | After liquidity and Miami thermal liability (paper: $276M)
Operator H net hidden value ($M) | 104 | Free cooling, aging, insurance and siting lines (paper: $104M)
Combined two-name book ($M) | 380 | Both legs long (paper: about $380M)
Monte Carlo vs Black-Scholes (std. errors) | 0.28279 | Within ±2 confirms the closed-form option value
Operator X WACC (extension) | 6.111% | CAPM on June 2026 market data
HOW TO READ IT
1,200 | Hardcoded input. Every input is sourced on the 01_Inputs tab; all other figures are live formulas.
SECTION | Section band
Bold | Key result row
Click a tab name below to jump to it. Each tab has a Contents link in its top row to return here.
CONTENTS
Tab | What it shows
01_Inputs | Every hardcoded assumption, with its value, unit and source. Every other figure in the workbook is a live formula built from this tab.
02_WACC_Build | Extension beyond the paper: CAPM cost of equity, market cost of debt and market-value weights for both operators.
03_Hamada | Extension beyond the paper: the REIT sector's asset beta relevered at each operator's own leverage.
04_Merton_DD | Extension beyond the paper: how far each operator's asset value sits above its debt, and the implied one-year default probability.
05_Unit_Economics | Paper §I.A.3 to §I.A.4: the megawatt-to-revenue bridge, then how the option's underlying S and strike K are built.
06_Free_Cooling | Paper §I.D.3: realized PUE from free-cooling hours, and the cooling-energy gap between Miami and the Nordic sites.
07_Black_Scholes | Paper §I.A.4: each secured 75 MW slot valued as a European call on accelerated deployment, then aggregated across 16 slots.
08_Greeks | Extension beyond the paper: delta, gamma, vega, theta and rho of the slot option, with a put-call parity check.
09_Arrhenius | Paper §I.B.3 to §I.B.4 and §I.D.3: insulation aging by site, competing-risks life, replacement reserve and insurance, and the Miami fleet liability.
10_Heat_Balance | Paper §I.B.3 and §I.D.3: the oil flow each cooling fluid needs to carry a transformer's waste heat, Miami against Helsinki.
11_Transformer_Losses | Paper §I.B.3 and §I.C.3, extended: a unit's losses and efficiency, their annual cost, and the steel a fleet ties up.
12_Monte_Carlo | Extension beyond the paper: 2,000 simulated price paths that independently reproduce the Black-Scholes slot value.
13_Income_Statement | Extension beyond the paper: five-year projection at Digital Realty scale, from reported FY2025 results and 2026 guidance.
14_Balance_Sheet | Extension beyond the paper: linked year-end balance sheet that balances in every year.
15_Cash_Flow | Extension beyond the paper: operating, investing and financing cash flows, and unlevered free cash flow.
16_DCF_Terminal | Extension beyond the paper: discounted free cash flow plus a value-driver terminal value, compared with the market price.
17_Sensitivity | Extension beyond the paper: Operator X value per share across discount rates and growth rates.
18_Football_Field | Extension beyond the paper: value per share by method, against the market price, with the paper's hidden value in context.
19_Variant_Bridge | Paper Tables A5 and A6 (§I.C.4, §I.D.4): the off-balance-sheet value of each operator, line by line.
20_Robustness | Paper Table A1 and §I.A.4: per-slot value across volatility and time to expiry, the stress tests quoted in the text, and a risk-free rate check.
21_Two_Name_Book | Paper Table A7 (§I.D.4): both legs long; the Miami thermal drag sits inside Operator X rather than as a separate short.
Lorenzo Frascolla ¦ Simancas Capital ¦ Miami, Florida ¦ fras032@stu.gulliverprep.org
Illustrative research model. Operators are hypothetical; values are order-of-magnitude estimates built on the cited sources and stated assumptions. Not investment advice.

## 01_Inputs
01. Inputs Every hardcoded assumption, with its value, unit and source. Every other figure in the workbook is a live formula built from this tab. |  |  |  |  | Contents
Input | Symbol | Value | Unit | Source (paper section; external source)
A. REVENUE BRIDGE (§I.A.3)
IT-load utilization | η_IT | 78% | fraction | §I.A.3; training-dominant workloads
PUE, new direct-to-chip liquid-cooled build | PUE | 1.18 | ratio | §I.A.3; Green Grid 2012
GPU-hour price, H100-equivalent | P_GPU-hr | 2.45 | $/hr | §I.A.3; 2026 spot
Hours per year |  | 8760 | hr | Calendar
Accelerators per MW of IT load | N_GPU/MW | 1000 | GPUs | §I.A.3; 1 MW ÷ ~1 kW per node
Tenant EBITDA per MW after power, staffing, network |  | 4.2 | $M/MW/yr | §I.A.3
B. SLOT OPTION (§I.A.4)
Scarcity premium over normalized lease economics |  | 0.4 | $M/MW/yr | §I.A.4; risk- and probability-adjusted; order-of-magnitude input
Slot size |  | 75 | MW | §I.A.4
Scarcity rent arrives, year 1 | t₁ | 1.5 | yr | §I.A.4
Scarcity rent arrives, year 2 | t₂ | 2.5 | yr | §I.A.4
Fit-out cost ex shell, land, transformer, tenant IT |  | 6 | $M/MW | §I.A.4; Turner & Townsend 2025
Acceleration of the build | Δ | 2 | yr | §I.A.4
Risk-free rate (U.S. Treasury) | r | 4.4% | rate | §I.A.4: a conservative rate above the 1-year yield (3.83%); see 20_Robustness
Volatility proxy (H100 spot, 12-month realized) | σ | 35% | rate | §I.A.4; deliberately high proxy
Time to slot-delivery decision | T | 1 | yr | §I.A.4
Secured slots, Operator X |  | 16 | slots | §I.A.4; 16 × 75 MW = 1.2 GW
Liquidity / non-tradeability discount |  | 8 | $M | §I.A.4; single haircut, about 2.5%
C. THERMAL AGING AND RESERVES (§I.B.3 TO §I.B.4)
Replacement value per 100 MVA unit |  | 9.2 | $M | §I.B.4; Table A2 (2024 Q3 Operator X anchor)
Normal insulation life at F_AA = 1 |  | 180000 | hr | IEEE C57.91-2011
Non-thermal characteristic life |  | 45 | yr | §I.B.4; CIGRE 2015 (bushings, tap changers, moisture, through-faults)
Hot-spot rise over ambient at rated load |  | 80 | °C | §I.B.3; IEEE rated 30 °C ambient → 110 °C hot-spot
Arrhenius constant | B | 15000 | K | §I.B.3; IEEE C57.91 Clause 5.2
Discount rate for reserve and insurance NPVs |  | 8% | rate | §I.B.4
NPV horizon |  | 20 | yr | §I.B.4
Insurance base rate, % of unit value |  | 0.3% | rate | §I.B.4; inside a 0.2% to 0.5% benchmark band, not an underwriting quote
Insurance uplift (Miami) / reduction (Nordic) |  | 40% | rate | §I.B.4 and §I.D.4; illustrative
D. SITE CLIMATE AND EQUIVALENT AGING (§I.B.3, §I.D.3)
Northern Virginia (Loudoun): annual mean ambient | θ̄_a | 13 | °C | §I.B.3 / §I.D.3 site tables
Northern Virginia (Loudoun): equivalent aging factor | F_EQA | 0.237 | ratio | §I.B.3 / §I.D.3; integrated over monthly climate normals
Dallas-Fort Worth: annual mean ambient | θ̄_a | 19.6 | °C | §I.B.3 / §I.D.3 site tables
Dallas-Fort Worth: equivalent aging factor | F_EQA | 0.464 | ratio | §I.B.3 / §I.D.3; integrated over monthly climate normals
Miami-Dade: annual mean ambient | θ̄_a | 25.3 | °C | §I.B.3 / §I.D.3 site tables
Miami-Dade: equivalent aging factor | F_EQA | 0.645 | ratio | §I.B.3 / §I.D.3; integrated over monthly climate normals
Phoenix (peak-weighted): annual mean ambient | θ̄_a | 24 | °C | §I.B.3 / §I.D.3 site tables
Phoenix (peak-weighted): equivalent aging factor | F_EQA | 0.74 | ratio | §I.B.3 / §I.D.3; integrated over monthly climate normals
Helsinki, FI: annual mean ambient | θ̄_a | 6.1 | °C | §I.B.3 / §I.D.3 site tables
Helsinki, FI: equivalent aging factor | F_EQA | 0.107 | ratio | §I.B.3 / §I.D.3; integrated over monthly climate normals
Stockholm, SE: annual mean ambient | θ̄_a | 7.6 | °C | §I.B.3 / §I.D.3 site tables
Stockholm, SE: equivalent aging factor | F_EQA | 0.12 | ratio | §I.B.3 / §I.D.3; integrated over monthly climate normals
Luleå, SE: annual mean ambient | θ̄_a | 1.8 | °C | §I.B.3 / §I.D.3 site tables
Luleå, SE: equivalent aging factor | F_EQA | 0.074 | ratio | §I.B.3 / §I.D.3; integrated over monthly climate normals
Reykjavík, IS: annual mean ambient | θ̄_a | 5.5 | °C | §I.B.3 / §I.D.3 site tables
Reykjavík, IS: equivalent aging factor | F_EQA | 0.076 | ratio | §I.B.3 / §I.D.3; integrated over monthly climate normals
E. FREE COOLING AND THE OPERATOR H BRIDGE (§I.D.3 TO §I.D.4)
PUE in free-cooling regime |  | 1.05 | ratio | §I.D.3; pump and fan parasitics only
PUE with chiller plant active |  | 1.44 | ratio | §I.D.3
Free-cooling share of hours, Miami-Dade | ϕ_free | 0.057 | fraction | §I.D.3; wet-bulb below setpoint less approaches
Free-cooling share of hours, Loudoun | ϕ_free | 0.594 | fraction | §I.D.3; wet-bulb below setpoint less approaches
Free-cooling share of hours, Helsinki | ϕ_free | 0.89 | fraction | §I.D.3; wet-bulb below setpoint less approaches
Free-cooling share of hours, Luleå | ϕ_free | 0.959 | fraction | §I.D.3; wet-bulb below setpoint less approaches
Realized PUE as carried in the paper, Miami-Dade | PUE | 1.42 | ratio | §I.D.3 table (two decimals)
Realized PUE as carried in the paper, Loudoun | PUE | 1.21 | ratio | §I.D.3 table (two decimals)
Realized PUE as carried in the paper, Helsinki | PUE | 1.1 | ratio | §I.D.3 table (two decimals)
Realized PUE as carried in the paper, Luleå | PUE | 1.07 | ratio | §I.D.3 table (two decimals)
IT load allocated per transformer unit |  | 7 | MW | §I.D.4; conservative allocation
Delivered power price |  | 31.6 | $/MWh | §I.D.4; back-solved from the paper's $620K/yr cooling line ('near $32/MWh')
Latency penalty, inference workloads |  | -22 | $M NPV | §I.D.4; assumption (Helsinki ↔ NYC 80 to 120 ms)
FX / repatriation friction on the cooling uplift |  | 4% | rate | §I.D.4; EUR/SEK cross-border reserve
Sovereign-AI / low-carbon EU-siting premium |  | 18 | $M NPV | §I.D.4 / §I.D.6; assumption, not derived
District-heating waste-heat monetization |  | 4 | $M NPV | §I.D.5; around $250K/MW/yr (Mäntsälä precedent)
Transformer units, Operator H |  | 16 | units | §I.D.4; Helsinki / Luleå-weighted 100 MVA units
F. EXTENSION: MARKET DATA, 1 JUNE 2026 (SOURCED)
10-year U.S. Treasury yield | r_f | 4.44% | rate | Damodaran ERP-by-month dataset, T.Bond rate at 1 June 2026 (FRED DGS10: 4.47%)
1-year U.S. Treasury yield |  | 3.83% | rate | FRED DGS1, 1 June 2026. Used in the 20_Robustness rate check
Implied U.S. equity risk premium | ERP | 4.31% | rate | Damodaran implied ERP by month, 1 June 2026
BBB corporate bond yield | K_d | 5.32% | rate | FRED BAMLC0A4CBBBEY (ICE BofA BBB effective yield), 1 June 2026
Levered beta, U.S. REITs | β_L | 0.642 | × | Damodaran industry betas, January 2026 (190 REITs)
Debt-to-equity, U.S. REITs | D/E | 0.8446 | × | Damodaran industry betas, January 2026 (market D/E)
Unlevered beta as published, U.S. REITs | β_U | 0.393 | × | Damodaran, January 2026. Unlevered at a 25% marginal tax rate; used only as a cross-check on 03_Hamada
Equity volatility, U.S. REITs | σ_E | 26.4% | rate | Damodaran industry betas, January 2026: standard deviation of equity
Effective tax rate, U.S. REITs | t | 1.6% | rate | Damodaran industry data, January 2026 (REITs distribute taxable income)
G. EXTENSION: OPERATOR X SCALE CALIBRATION (DIGITAL REALTY PUBLIC FILINGS)
Equity market value | E | 71000 | $M | §I.A.4: Digital Realty-sized capitalization, about $71B at 31 July 2026
Total debt, 30 June 2026 | D | 18635.3 | $M | Digital Realty Q2 2026 results, Form 8-K, 23 July 2026
Cash and equivalents, 30 June 2026 |  | 1864.8 | $M | Digital Realty Q2 2026 results, Form 8-K, 23 July 2026
Common shares and operating-partnership units, 30 June 2026 |  | 376.675 | M | Digital Realty Q2 2026 supplemental (370.0M shares + 6.7M units); $71B ÷ 376.7M = the $188.52 close on 31 July 2026
Preferred stock, liquidation value, 30 June 2026 |  | 755 | $M | Digital Realty Q2 2026 supplemental
Redeemable noncontrolling interests, 30 June 2026 |  | 886.2 | $M | Digital Realty Q2 2026 consolidated balance sheet
Total operating revenue, FY2025 |  | 6112.7 | $M | Digital Realty Q4 2025 results, 5 February 2026
Adjusted EBITDA, FY2025 |  | 3339.1 | $M | Digital Realty Q4 2025 results (sum of the four 2025 quarters)
Depreciation and amortization, FY2025 |  | 1894.6 | $M | Digital Realty Q4 2025 results
Interest expense, FY2025 |  | 437.9 | $M | Digital Realty Q4 2025 results
Recurring capital expenditure, FY2025 |  | 343.9 | $M | Digital Realty Q4 2025 results (AFFO reconciliation)
Total assets, 31 December 2025 |  | 49410.5 | $M | Digital Realty Q4 2025 results
Total liabilities, 31 December 2025 |  | 24564.5 | $M | Digital Realty Q4 2025 results
Total debt, 31 December 2025 |  | 18402.1 | $M | Digital Realty Q4 2025 results: $17,533.1M unsecured plus $869.1M secured
Cash and equivalents, 31 December 2025 |  | 3451.6 | $M | Digital Realty Q4 2025 results
Revenue, 2026 guidance midpoint |  | 6900 | $M | Digital Realty guidance of $6.85B to $6.95B, 23 July 2026
Adjusted EBITDA, 2026 guidance midpoint |  | 3800 | $M | Digital Realty guidance of $3.75B to $3.85B, 23 July 2026
Development capital expenditure, 2026 |  | 4500 | $M | Digital Realty 2026 guidance of $4.25B to $4.75B net of partners (raised 23 July 2026 from $3.5B to $4.0B). Used for 2026E only
Common dividend per share, annualized |  | 4.88 | $ | $1.22 quarterly, declared February 2026, × 4
Development yield, EBITDA on cost |  | 10% | rate | Assumption: the double-digit stabilized yields targeted on new data-center development; ties 2027E to 2030E development spend to the growth it funds
Revenue growth, 2027 to 2030 | g | 8% | rate | Assumption (illustrative), below the 2026 guided growth of about 13%
Terminal growth | g_T | 2.5% | rate | Assumption: long-run nominal growth
Return on new invested capital, terminal period | RONIC | 10% | rate | Assumption: about the double-digit stabilized yield targeted on new data-center development
EV / EBITDA multiple, low |  | 20 | × | Assumption: valuation range for large data-center REITs
EV / EBITDA multiple, high |  | 26 | × | Assumption: valuation range for large data-center REITs
H. EXTENSION: OPERATOR H CAPITAL STRUCTURE (ILLUSTRATIVE; NO LISTED COMPANY)
German 10-year Bund yield (euro risk-free) | r_f | 2.96% | rate | FRED IRLTLT01DEM156N, June 2026 monthly average
Debt-to-equity, Operator H | D/E | 0.67 | × | Illustrative assumption carried from the original model
Corporate tax rate, Finland | t | 20% | rate | Finnish statutory corporate income tax rate
Pre-tax cost of debt, Operator H | K_d | 4.5% | rate | Illustrative: Bund yield plus an investment-grade spread
Asset value, Operator H | V | 8500 | $M | Illustrative assumption carried from the original model
Debt face value, Operator H | D | 3200 | $M | Illustrative assumption carried from the original model
Asset volatility, Operator H | σ_A | 18% | rate | Illustrative assumption carried from the original model
I. EXTENSION: TRANSFORMER PHYSICS (PAPER §I.B.3, §I.C.3)
Transformer rating |  | 100 | MVA | §I.B.3
Total losses at rated load |  | 0.35% | of rating | §I.B.3; Heathcote 2007, Hitachi Energy 2025
No-load (core) loss, midpoint of 40 to 60 kW |  | 50 | kW | §I.B.3
Load (I²R) loss, midpoint of 250 to 350 kW |  | 300 | kW | §I.B.3
Oil temperature rise, standard case | ΔT | 20 | °C | §I.B.3
Oil temperature rise, Miami-derated case | ΔT | 15 | °C | §I.B.3
Oil temperature rise, Helsinki case | ΔT | 30 | °C | §I.D.3
Grain-oriented steel per 100 MVA unit |  | 28 | t | §I.C.3; Nippon Steel 2024
Monte Carlo draws (12_Monte_Carlo) |  | 2000 | draws | Fixed seeded standard-normal draws, antithetic pairs
Specific heat, Mineral oil (Nynas Nytro 10X) | c_p | 1860 | J/kg·K | §I.B.3 fluid table
Density, Mineral oil (Nynas Nytro 10X) | ρ | 870 | kg/m³ | §I.B.3
Specific heat, Synthetic ester (Midel 7131) | c_p | 1950 | J/kg·K | §I.B.3 fluid table
Specific heat, Natural ester (FR3) | c_p | 2090 | J/kg·K | §I.B.3 fluid table
Density, Natural ester (FR3) | ρ | 920 | kg/m³ | §I.B.3
Specific heat, Silicone fluid (50 cSt) | c_p | 1510 | J/kg·K | §I.B.3 fluid table

## 02_WACC_Build
02. Cost of Capital (WACC) Extension beyond the paper: CAPM cost of equity, market cost of debt and market-value weights for both operators. |  |  |  | Contents
Extension beyond the paper. Cost of capital for each operator from first principles: CAPM for equity, a market yield for debt, and market-value weights (Brealey, Myers and Allen 2019; Damodaran 2024).
COST OF EQUITY (CAPM)
Component | Operator X | Operator H | How it is calculated
Risk-free rate | 4.44% | 2.96% | U.S. 10-year Treasury for X; German 10-year Bund for H (euro assets).
Equity risk premium | 4.31% | 4.31% | Damodaran implied U.S. ERP for both. Finland's country risk premium (0.36% in Damodaran's January 2026 data) is not added, so H's cost of equity is slightly understated.
Levered beta | 0.44116 | 0.53854 | From 03_Hamada: REIT asset beta relevered at each operator's leverage.
Cost of equity, K_e = r_f + β × ERP | 6.341% | 5.281% | Capital Asset Pricing Model.
COST OF DEBT
Component | Operator X | Operator H | How it is calculated
Pre-tax cost of debt | 5.32% | 4.5% | BBB market yield for X (an investment-grade REIT); illustrative for H.
Tax rate | 1.6% | 20% | REIT effective rate for X; Finnish statutory rate for H.
After-tax cost of debt, K_d × (1 − t) | 5.235% | 3.6% | Interest is tax-deductible.
CAPITAL WEIGHTS AND WACC
Component | Operator X | Operator H | How it is calculated
Equity weight, E / (D + E) | 79.21% | 59.88% | Market values for X; from D/E for H.
Debt weight, D / (D + E) | 20.79% | 40.12%
WACC | 6.111% | 4.607% | WACC = E/V × K_e + D/V × K_d × (1 − t). Preferred stock and redeemable interests (about 2% of capital) are left out of the weights.

## 03_Hamada
03. Beta Unlever and Relever (Hamada) Extension beyond the paper: the REIT sector's asset beta relevered at each operator's own leverage. |  |  |  | Contents
Extension beyond the paper. Hamada (1972): β_L = β_U × [1 + (1 − t) × D/E]. The REIT sector's levered beta is unlevered at the sector's own leverage and REIT tax rate, then relevered at each operator's leverage and tax rate, so one tax convention runs through both steps.
STEP 1: SECTOR ASSET BETA
Step | Value |  | How it is calculated
Levered beta, U.S. REITs | 0.642 |  | Damodaran, January 2026 (190 REITs).
Debt-to-equity, U.S. REITs | 0.8446 |  | Damodaran, January 2026.
REIT effective tax rate | 1.6% |  | REITs distribute taxable income, so the debt tax shield is small.
Unlevered (asset) beta, β_U | 0.35061 |  | β_L ÷ [1 + (1 − t) × D/E].
Cross-check: Damodaran's published β_U | 0.393 |  | Damodaran unlevers at a 25% marginal tax rate: 0.642 ÷ (1 + 0.75 × 0.8446) = 0.393.
STEP 2: RELEVER AT EACH OPERATOR
Step | Operator X | Operator H | How it is calculated
Unlevered (asset) beta, β_U | 0.35061 | 0.35061 | Step 1; the REIT sector is the closest listed proxy for H as well.
Debt-to-equity, D/E | 0.26247 | 0.67 | Market values for X.
Tax rate | 1.6% | 20% | REIT effective rate for X; Finnish statutory rate for H.
Leverage factor, 1 + (1 − t) × D/E | 1.2583 | 1.536
Relevered (equity) beta, β_L | 0.44116 | 0.53854 | Feeds 02_WACC_Build.

## 04_Merton_DD
04. Credit Risk (Merton Distance-to-Default) Extension beyond the paper: how far each operator's asset value sits above its debt, and the implied one-year default probability. |  |  |  | Contents
Extension beyond the paper. Merton (1974): equity is a call option on the firm's assets with the debt as strike. Distance to default counts how many standard deviations asset value sits above the default point over one year.
Step | Operator X | Operator H | How it is calculated
Asset value, V | 89635.3 | 8500 | Equity plus debt for X.
Default point, D | 18635.3 | 3200 | Face value of debt.
Asset volatility, σ_A | 20.91% | 18% | For X: equity volatility × E/V (first-order de-levering).
Risk-free rate, r | 3.83% | 2.96% | One-year horizon for X; Bund for H.
Horizon, T (years) | 1 | 1
ln(V / D) | 1.5707 | 0.97692
Drift, (r − σ_A² / 2) × T | 0.016436 | 0.0134
Distance to default, DD | 7.5898 | 5.5018 | [ln(V/D) + (r − σ²/2)T] ÷ σ√T.
One-year default probability, N(−DD) | 1.6024e-14 | 1.8802e-08 | Risk-neutral probability; values this small mean default is remote.

## 05_Unit_Economics
05. Unit Economics and the Option Inputs Paper §I.A.3 to §I.A.4: the megawatt-to-revenue bridge, then how the option's underlying S and strike K are built. |  |  |  | Contents
REVENUE BRIDGE PER MW (§I.A.3)
Line | Value | Unit | How it is calculated
Gross compute revenue per MW | 14.1867 | $M/MW/yr | R_MW = η_IT × PUE⁻¹ × P_GPU-hr × 8,760 × N_GPU/MW. Paper: about $14.2M.
Tenant EBITDA per MW | 4.2 | $M/MW/yr | After power, staffing and network. Paper: about $4.2M.
Implied tenant EBITDA margin | 29.61% |  | EBITDA ÷ gross revenue.
This is the tenant's willingness to pay, not what the landlord books. A power-secured landlord captures roughly $1.5M to $2.5M per MW through leases, so the option's underlying S is set from the landlord's scarcity rent below, not from this tenant figure.
UNDERLYING S: PRESENT VALUE OF THE SCARCITY RENT PULLED FORWARD (§I.A.4)
Line | Value | Unit | How it is calculated
Annual scarcity rent per slot | 30 | $M/yr | $0.40M per MW per year × 75 MW.
PV of year-1 rent | 28.1236 | $M | Arrives at t = 1.5, discounted at r.
PV of year-2 rent | 26.9383 | $M | Arrives at t = 2.5, discounted at r.
Underlying S | 55.0619 | $M | Paper: $55.1M (unrounded $55.06M, used in Table A1).
The paper brackets S at roughly $32M to $86M across a $0.30M to $0.50M per-MW premium and a 1.5 to 2.5 year head start. Because S is the load-bearing input, that range is what the thesis rests on.
STRIKE K: CARRYING COST OF PULLING THE BUILD FORWARD (§I.A.4)
Line | Value | Unit | How it is calculated
Fit-out cost of a 75 MW block | 450 | $M | $6.0M per MW × 75 MW.
Strike K | 37.9076 | $M | 450 × (1 − e^(−r × 2)). Paper: $37.9M.

## 06_Free_Cooling
06. Nordic Free Cooling Paper §I.D.3: realized PUE from free-cooling hours, and the cooling-energy gap between Miami and the Nordic sites. | [5 empty] | Contents
REALIZED PUE (§I.D.3)
PUE_realized = PUE_free × ϕ_free + PUE_mech × (1 − ϕ_free), with PUE_free = 1.05 and PUE_mech = 1.44. The bridge uses the PUEs as carried in the paper. For Helsinki the formula gives 1.093 and the paper carries 1.10, which slightly understates the Nordic advantage, so the rounding is conservative.
Site | ϕ_free | PUE (formula) | PUE (carried) | Cooling energy vs Miami | Note
Miami-Dade | 0.057 | 1.4178 | 1.42 | 0% | Baseline. Paper: 1.42
Loudoun | 0.594 | 1.2083 | 1.21 | -50% | Paper: 1.21, −50%
Helsinki | 0.89 | 1.0929 | 1.1 | -76.19% | Formula 1.093; paper carries 1.10, −76%
Luleå | 0.959 | 1.066 | 1.07 | -83.33% | Paper: 1.07, −83%
COOLING-ENERGY SAVING PER TRANSFORMER UNIT, HELSINKI VS MIAMI (§I.D.4)
Line | Value | Unit |  |  | How it is calculated
IT load per unit | 7 | MW |  |  | Conservative allocation.
PUE gap, Miami − Helsinki | 0.32 |  |  |  | 1.42 − 1.10, as carried.
Cooling energy avoided | 19622.4 | MWh/yr |  |  | MW × 8,760 × PUE gap.
Delivered power price | 31.6 | $/MWh |  |  | 01_Inputs.
Annual cooling OPEX saved | 620.0678 | $K/yr |  |  | Paper: $620K.

## 07_Black_Scholes
07. Transformer Slot Option (Black-Scholes) Paper §I.A.4: each secured 75 MW slot valued as a European call on accelerated deployment, then aggregated across 16 slots. |  |  |  | Contents
INPUTS (LINKED)
Parameter | Value | Unit | Source
Underlying S | 55.0619 | $M | 05_Unit_Economics
Strike K | 37.9076 | $M | 05_Unit_Economics
Risk-free rate r | 4.4% | rate | 01_Inputs
Volatility σ | 35% | rate | 01_Inputs
Time to expiry T | 1 | yr | 01_Inputs
The paper's worked example rounds S to $55.1M and gets $19.71M. The model carries the unrounded $55.06M, which reproduces Table A1 cell for cell and gives $19.67M. Both round to the $19.7M headline.
BLACK-SCHOLES CHAIN, PER 75 MW SLOT
Step | Value | Unit | Formula
ln(S / K) | 0.37331 |  | Worked example: 0.3742
(r + σ²/2) × T | 0.10525 |  | Worked example: 0.10525
σ × √T | 0.35
d₁ | 1.3673 |  | [ln(S/K) + (r + σ²/2)T] ÷ σ√T. Worked example: 1.370
d₂ | 1.0173 |  | d₁ − σ√T. Worked example: 1.020
N(d₁) | 0.91423 |  | Standard normal cumulative distribution. Worked example: ≈ 0.9147
N(d₂) | 0.8455 |  | Worked example: ≈ 0.8461
Discounted strike K·e^(−rT) | 36.2758 | $M | Worked example: 36.27
Call value per slot | 19.6684 | $M | C = S·N(d₁) − K·e^(−rT)·N(d₂). Paper: $19.7M (worked example $19.71M).
WHAT DRIVES THE VALUE
Line | Value | Unit | Note
Intrinsic value, S − K·e^(−rT) | 18.786 | $M | Value if exercised today.
Time value | 0.88239 | $M | Paper: about $0.9M. The slot is deep in the money, so S, not the option mechanics, carries the result.
Intrinsic share of value | 95.51%
OPERATOR X OPTION BOOK
Line | Value | Unit | Note
Secured slots | 16 | slots | 01_Inputs
Gross option value, 16 slots | 314.6948 | $M | Paper: $315M.
Liquidity / non-tradeability discount | -8 | $M | Paper: −$8M (about 2.5%).
Haircut as % of gross | 2.542%
Liquidity-adjusted option leg | 306.6948 | $M | Paper: $307M.

## 08_Greeks
08. Option Greeks Extension beyond the paper: delta, gamma, vega, theta and rho of the slot option, with a put-call parity check. |  |  |  | Contents
Extension beyond the paper. Closed-form sensitivities of the slot option in 07_Black_Scholes (Hull 2021). They show why the paper calls the option deep in the money: delta is near one and vega is small.
Greek | Per slot | 16 slots | Meaning
φ(d₁), standard normal density | 0.15666
Delta, N(d₁) | 0.91423 | 14.6278 | $M change in option value per $1M change in S.
Gamma, φ(d₁) ÷ (S σ √T) | 0.0081289 | 0.13006 | Change in delta per $1M change in S.
Vega, S φ(d₁) √T ÷ 100 | 0.086258 | 1.3801 | $M change per 1 point of volatility.
Theta, per year | -2.859 | -45.7448 | $M of value lost per year with all else fixed.
Rho, K T e^(−rT) N(d₂) ÷ 100 | 0.30671 | 4.9074 | $M change per 1 point of interest rate.
Full rate effect, r + 1 point | -6.4876 | -103.8018 | Rho holds S and K fixed. In this model r also discounts S and sets K, so the full effect of a higher rate is negative (see 20_Robustness).
PUT-CALL PARITY CHECK
Line | Per slot |  | Meaning
European put, K e^(−rT) N(−d₂) − S N(−d₁) | 0.88239 |  | Priced independently with Black-Scholes.
Parity residual, C − P − (S − K e^(−rT)) | 0 |  | Must be zero.

## 09_Arrhenius
09. Thermal Aging and the Operator X Liability Paper §I.B.3 to §I.B.4 and §I.D.3: insulation aging by site, competing-risks life, replacement reserve and insurance, and the Miami fleet liability. | [9 empty] | Contents
COMMON FACTORS
Line | Value | Unit | [6 empty] | How it is calculated
Thermal life at F_AA = 1 | 20.5479 | yr | [6 empty] | 180,000 hr ÷ 8,760.
PV annuity factor, 20 yr at 8% | 9.8181 | × | [6 empty] | Paper: 9.818.
Insurance base per unit per year | 27.6 | $K/yr | [6 empty] | 0.30% × $9.2M. Paper: $27.6K.
SITE AGING, LIFE AND REPLACEMENT RESERVE (§I.B.3, §I.B.4, §I.D.3)
Site | Ambient (°C) | Hot-spot (°C) | F_AA at mean hot-spot | F_EQA (monthly) | Aging index (NoVA = 1) | Thermal life (yr) | Life, competing risks (yr) | Reserve ($K/yr) | Reserve NPV Δ vs NoVA ($M, 20 yr at 8%)
Northern Virginia (Loudoun) | 13 | 93 | 0.16217 | 0.237 | 1 | 86.7002 | 29.6242 | 310.5572 | 0
Dallas-Fort Worth | 19.6 | 99.6 | 0.33516 | 0.464 | 1.9578 | 44.2844 | 22.3197 | 412.1927 | -0.99787
Miami-Dade | 25.3 | 105.3 | 0.61473 | 0.645 | 2.7215 | 31.8573 | 18.6525 | 493.2324 | -1.7935
Phoenix (peak-weighted) | 24 | 104 | 0.53617 | 0.74 | 3.1224 | 27.7675 | 17.1716 | 535.7671 | -2.2111
Helsinki, FI | 6.1 | 86.1 | 0.073785 | 0.107 | 0.45148 | 192.0369 | 36.457 | 252.3519 | 0.57147
Stockholm, SE | 7.6 | 87.6 | 0.087787 | 0.12 | 0.50633 | 171.2329 | 35.6351 | 258.1724 | 0.51432
Luleå, SE | 1.8 | 81.8 | 0.044474 | 0.074 | 0.31224 | 277.6749 | 38.7243 | 237.5767 | 0.71653
Reykjavík, IS | 5.5 | 85.5 | 0.068803 | 0.076 | 0.32068 | 270.3677 | 38.5789 | 238.4722 | 0.70774
F_EQA integrates aging over monthly climate normals and is the figure the paper uses (Miami 0.645, Helsinki 0.107: a 6.0× spread). The column beside it applies the IEEE formula F_AA = exp[15,000 × (1/383 − 1/(θ_HS + 273))] to the annual-mean hot-spot only; it runs lower because aging is convex in temperature, so hot months add more aging than cool months remove. Life combines thermal aging with a 45-year non-thermal failure life on a competing-risks basis: 1 / (1/thermal + 1/45).
OPERATOR X: MIAMI FLEET LIABILITY (§I.B.4)
Line | Value | Unit | [6 empty] | How it is calculated
Reserve Δ per unit, Miami vs NoVA | 0.18268 | $M/yr | [6 empty] | Paper: $183K (rounded).
Incremental reserve, 16 units | 2.9228 | $M/yr | [6 empty] | Paper: $2.93M/yr (16 × the rounded $183K).
Reserve liability NPV | -28.6965 | $M | [6 empty] | Paper: −$28.8M ($2.93M × 9.818).
Insurance uplift, 16 units | 0.17664 | $M/yr | [6 empty] | +40% on the base. Paper: +$0.18M/yr.
Insurance liability NPV | -1.7343 | $M | [6 empty] | Paper: −$1.7M.
Total thermal liability NPV | -30.4308 | $M | [6 empty] | Paper: −$30.5M, the ≈ −$31M working figure.
The paper multiplies rounded intermediates ($183K × 16, then × 9.818), so its printed figures run up to $0.1M above the full-precision values here; the same rounding explains the small gaps in the reserve and NPV Δ columns of the site table.

## 10_Heat_Balance
10. Transformer Cooling Heat Balance Paper §I.B.3 and §I.D.3: the oil flow each cooling fluid needs to carry a transformer's waste heat, Miami against Helsinki. | [6 empty] | Contents
Paper §I.B.3. Steady-state energy balance (Lienhard and Lienhard 2019): ṁ = Q ÷ (c_p × ΔT). Under ONAN/ONAF cooling the oil moves by thermosiphon, so this compares circulation duty between fluids; it is not a pump-power cost.
Line | Value | Unit |  |  |  | How it is calculated
Heat to remove at rated load, Q | 350000 | W |  |  |  | 0.35% × 100 MVA = 0.35 MW thermal.
Check: no-load + load loss | 350000 | W |  |  |  | 50 kW + 300 kW midpoints; must equal Q.
CIRCULATION DUTY BY FLUID, MIAMI (§I.B.3 TABLE)
Fluid | c_p (J/kg·K) | ṁ at ΔT 20 °C (kg/s) | ṁ at ΔT 15 °C (kg/s) | Mass flow vs mineral | Volume at ΔT 20 °C (L/s) | How it is calculated
Mineral oil (Nytro 10X) | 1860 | 9.4086 | 12.5448 | 0% | 10.8145 | ṁ = Q ÷ (c_p × ΔT); volume = ṁ ÷ ρ.
Synthetic ester (Midel 7131) | 1950 | 8.9744 | 11.9658 | -4.615% | n/a | ṁ = Q ÷ (c_p × ΔT); the paper gives no density, so no volume.
Natural ester (FR3) | 2090 | 8.3732 | 11.1643 | -11% | 9.1013 | ṁ = Q ÷ (c_p × ΔT); volume = ṁ ÷ ρ.
Silicone fluid (50 cSt) | 1510 | 11.5894 | 15.4525 | 23.18% | n/a | ṁ = Q ÷ (c_p × ΔT); the paper gives no density, so no volume.
HELSINKI RECALCULATION (§I.D.3)
Line | Value | Unit |  |  |  | How it is calculated
Mineral oil mass flow at ΔT 30 °C | 6.2724 | kg/s |  |  |  | Colder heat sink allows a wider rise. Paper: 6.27 kg/s.
Volume flow | 7.2097 | L/s |  |  |  | Paper: 7.2 L/s.
Reduction vs Miami (ΔT 20 °C) | -33.33% |  |  |  |  | Paper: a 33% reduction in circulation duty.

## 11_Transformer_Losses
11. Transformer Losses and Steel Paper §I.B.3 and §I.C.3, extended: a unit's losses and efficiency, their annual cost, and the steel a fleet ties up. |  |  |  | Contents
Paper §I.B.3 and §I.C.3, extended: what a 100 MVA unit loses as heat, what that costs, and how much grain-oriented electrical steel (GOES) the fleet ties up.
Line | Value | Unit | How it is calculated
No-load (core) loss | 50 | kW | Hysteresis and eddy current in the GOES core; present whenever energized.
Load (I²R) loss at rated load | 300 | kW | Copper loss; scales with the square of load.
Total loss | 350 | kW
Loss as share of rating | 0.35% |  | Paper: 0.35%.
Full-load efficiency | 99.65% |  | Paper: near 99.6%.
EXTENSION BEYOND THE PAPER. ANNUAL COST OF LOSSES
Line | Value | Unit | How it is calculated
Energy lost per unit per year at rated load | 3066 | MWh/yr | kW × 8,760 hours; an upper bound, since load is below rated most hours.
Cost per unit per year | 96.8856 | $K/yr | At the §I.D.4 delivered power price.
Cost for a 16-unit fleet | 1.5502 | $M/yr
STEEL TIED UP IN THE FLEET (§I.C.3)
Line | Value | Unit | How it is calculated
GOES per 100 MVA unit | 28 | t | Nippon Steel 2024.
GOES in a 16-unit fleet | 448 | t | Steel that cannot be requalified quickly (§I.C.3).

## 12_Monte_Carlo
12. Monte Carlo Check of the Option Extension beyond the paper: 2,000 simulated price paths that independently reproduce the Black-Scholes slot value. | [5 empty] | Contents
Extension beyond the paper. An independent check on 07_Black_Scholes. Each row simulates the slot's underlying one year ahead under risk-neutral lognormal dynamics, S_T = S × exp[(r − σ²/2)T + σ√T × z], pays max(S_T − K, 0) and discounts it. The average of 2,000 paths should land within two standard errors of the closed-form price.
Result | Value |  |  |  | Meaning
Monte Carlo price per slot ($M) | 19.7261 |  |  |  | Average discounted payoff.
Standard error ($M) | 0.20394 |  |  |  | Antithetic pairs are not independent, so: standard deviation of the 1,000 pair means ÷ √1,000.
Black-Scholes price per slot ($M) | 19.6684 |  |  |  | From 07_Black_Scholes.
Difference in standard errors | 0.28279 |  |  |  | Within ±2 means the closed form is confirmed.
SIMULATED PATHS
Draw | z (standard normal) | S_T ($M) | Payoff ($M) | Discounted ($M) | Pair mean ($M)
1 | -1.1379 | 36.3409 | 0 | 0
2 | 1.1379 | 80.5977 | 42.6901 | 40.8525 | 20.4262
3 | 1.1623 | 81.2896 | 43.382 | 41.5145
4 | -1.1623 | 36.0316 | 0 | 0 | 20.7573
5 | 0.057453 | 55.2195 | 17.3119 | 16.5667
6 | -0.057453 | 53.0428 | 15.1352 | 14.4837 | 15.5252
7 | 1.4945 | 91.3115 | 53.4039 | 51.1051
8 | -1.4945 | 32.077 | 0 | 0 | 25.5525
9 | -1.7546 | 29.2854 | 0 | 0
10 | 1.7546 | 100.0155 | 62.1078 | 59.4343 | 29.7172
11 | -1.2787 | 34.5928 | 0 | 0
12 | 1.2787 | 84.6706 | 46.763 | 44.75 | 22.375
13 | -0.67902 | 42.6724 | 4.7648 | 4.5597
14 | 0.67902 | 68.6391 | 30.7315 | 29.4087 | 16.9842
15 | 0.40731 | 62.4126 | 24.505 | 23.4501
16 | -0.40731 | 46.9296 | 9.022 | 8.6336 | 16.0419
17 | -0.095903 | 52.3337 | 14.4261 | 13.8051
18 | 0.095903 | 55.9676 | 18.06 | 17.2826 | 15.5439
19 | -0.48694 | 45.6397 | 7.7321 | 7.3992
20 | 0.48694 | 64.1765 | 26.2689 | 25.1381 | 16.2687
21 | -0.52045 | 45.1075 | 7.1999 | 6.89
22 | 0.52045 | 64.9336 | 27.026 | 25.8627 | 16.3763
23 | 0.48448 | 64.1213 | 26.2137 | 25.0853
24 | -0.48448 | 45.679 | 7.7714 | 7.4369 | 16.2611
25 | 0.76638 | 70.7703 | 32.8627 | 31.4481
26 | -0.76638 | 41.3874 | 3.4798 | 3.33 | 17.389
27 | -1.0519 | 37.4515 | 0 | 0
28 | 1.0519 | 78.2076 | 40.3 | 38.5653 | 19.2826
29 | 0.56632 | 65.9845 | 28.0769 | 26.8683
30 | -0.56632 | 44.3891 | 6.4815 | 6.2025 | 16.5354
31 | -0.062116 | 52.9563 | 15.0487 | 14.4009
32 | 0.062116 | 55.3097 | 17.4021 | 16.653 | 15.5269
33 | 1.6186 | 95.3639 | 57.4563 | 54.983
34 | -1.6186 | 30.7139 | 0 | 0 | 27.4915
35 | -1.3746 | 33.4518 | 0 | 0
36 | 1.3746 | 87.5587 | 49.6511 | 47.5138 | 23.7569
37 | 0.89968 | 74.1504 | 36.2428 | 34.6827
38 | -0.89968 | 39.5008 | 1.5931 | 1.5246 | 18.1036
39 | 1.1703 | 81.5179 | 43.6103 | 41.7331
40 | -1.1703 | 35.9307 | 0 | 0 | 20.8665
41 | -2.5622 | 22.0745 | 0 | 0
42 | 2.5622 | 132.6871 | 94.7795 | 90.6996 | 45.3498
43 | -1.0351 | 37.6719 | 0 | 0
44 | 1.0351 | 77.7501 | 39.8425 | 38.1274 | 19.0637
45 | 0.44409 | 63.2212 | 25.3136 | 24.2239
46 | -0.44409 | 46.3293 | 8.4217 | 8.0592 | 16.1416
47 | -1.0573 | 37.3803 | 0 | 0
48 | 1.0573 | 78.3566 | 40.449 | 38.7078 | 19.3539
49 | 0.90988 | 74.4157 | 36.5081 | 34.9365
50 | -0.90988 | 39.3599 | 1.4523 | 1.3898 | 18.1632
51 | 0.034246 | 54.7728 | 16.8652 | 16.1392
52 | -0.034246 | 53.4754 | 15.5678 | 14.8976 | 15.5184
53 | 0.83138 | 72.3988 | 34.4912 | 33.0065
54 | -0.83138 | 40.4564 | 2.5488 | 2.4391 | 17.7228
55 | 0.32916 | 60.7284 | 22.8208 | 21.8385
56 | -0.32916 | 48.231 | 10.3234 | 9.879 | 15.8588
57 | 0.90431 | 74.2706 | 36.363 | 34.7977
58 | -0.90431 | 39.4368 | 1.5292 | 1.4634 | 18.1305
59 | -0.72569 | 41.9809 | 4.0733 | 3.898
60 | 0.72569 | 69.7696 | 31.862 | 30.4905 | 17.1942
61 | 1.3913 | 88.0721 | 50.1645 | 48.0051
62 | -1.3913 | 33.2568 | 0 | 0 | 24.0026
63 | 0.85775 | 73.0701 | 35.1625 | 33.6489
64 | -0.85775 | 40.0847 | 2.1771 | 2.0834 | 17.8662
65 | -0.43686 | 46.4468 | 8.5392 | 8.1716
66 | 0.43686 | 63.0613 | 25.1537 | 24.0709 | 16.1213
67 | 0.94311 | 75.2862 | 37.3786 | 35.7696
68 | -0.94311 | 38.9048 | 0.9972 | 0.95427 | 18.3619
69 | 1.1628 | 81.3038 | 43.3962 | 41.5281
70 | -1.1628 | 36.0253 | 0 | 0 | 20.7641
71 | -0.98795 | 38.299 | 0.39138 | 0.37453
72 | 0.98795 | 76.4771 | 38.5695 | 36.9092 | 18.6419
73 | 0.03163 | 54.7227 | 16.8151 | 16.0912
74 | -0.03163 | 53.5244 | 15.6168 | 14.9445 | 15.5179
75 | -2.7147 | 20.9274 | 0 | 0
76 | 2.7147 | 139.96 | 102.0524 | 97.6595 | 48.8297
77 | 0.91735 | 74.6105 | 36.7029 | 35.123
78 | -0.91735 | 39.2571 | 1.3495 | 1.2914 | 18.2072
79 | 0.53374 | 65.2363 | 27.3287 | 26.1523
80 | -0.53374 | 44.8983 | 6.9907 | 6.6897 | 16.421
81 | -1.058 | 37.371 | 0 | 0
82 | 1.058 | 78.3761 | 40.4685 | 38.7264 | 19.3632
83 | 1.3996 | 88.3286 | 50.421 | 48.2505
84 | -1.3996 | 33.1602 | 0 | 0 | 24.1253
85 | -2.6939 | 21.0807 | 0 | 0
86 | 2.6939 | 138.9418 | 101.0342 | 96.6851 | 48.3425
87 | -1.7709 | 29.119 | 0 | 0
88 | 1.7709 | 100.5872 | 62.6796 | 59.9815 | 29.9907
89 | -1.3328 | 33.9441 | 0 | 0
90 | 1.3328 | 86.2889 | 48.3813 | 46.2986 | 23.1493
91 | 0.43574 | 63.0367 | 25.1291 | 24.0474
92 | -0.43574 | 46.4649 | 8.5573 | 8.1889 | 16.1182
93 | 1.5249 | 92.2892 | 54.3816 | 52.0407
94 | -1.5249 | 31.7371 | 0 | 0 | 26.0203
95 | 0.89808 | 74.1088 | 36.2012 | 34.6429
96 | -0.89808 | 39.5229 | 1.6153 | 1.5458 | 18.0943
97 | 1.0666 | 78.6102 | 40.7025 | 38.9505
98 | -1.0666 | 37.2598 | 0 | 0 | 19.4752
99 | -0.1539 | 51.2822 | 13.3746 | 12.7989
100 | 0.1539 | 57.1153 | 19.2077 | 18.3808 | 15.5898
101 | -0.33672 | 48.1035 | 10.1959 | 9.757
102 | 0.33672 | 60.8895 | 22.9819 | 21.9926 | 15.8748
103 | -0.025813 | 53.6334 | 15.7258 | 15.0489
104 | 0.025813 | 54.6114 | 16.7038 | 15.9847 | 15.5168
105 | -1.2762 | 34.6231 | 0 | 0
106 | 1.2762 | 84.5966 | 46.689 | 44.6793 | 22.3396
107 | -1.2765 | 34.62 | 0 | 0
108 | 1.2765 | 84.6042 | 46.6966 | 44.6865 | 22.3433
109 | -0.56831 | 44.3583 | 6.4507 | 6.173
110 | 0.56831 | 66.0304 | 28.1228 | 26.9122 | 16.5426
111 | -0.83931 | 40.3442 | 2.4366 | 2.3317
112 | 0.83931 | 72.6001 | 34.6925 | 33.1991 | 17.7654
113 | 1.8949 | 105.0475 | 67.1399 | 64.2498
114 | -1.8949 | 27.8826 | 0 | 0 | 32.1249
115 | -0.47521 | 45.8275 | 7.9199 | 7.579
116 | 0.47521 | 63.9134 | 26.0058 | 24.8864 | 16.2327
117 | -0.54126 | 44.7802 | 6.8726 | 6.5768
118 | 0.54126 | 65.4082 | 27.5006 | 26.3168 | 16.4468
119 | 1.1568 | 81.1334 | 43.2258 | 41.3651
120 | -1.1568 | 36.101 | 0 | 0 | 20.6825
121 | -0.68608 | 42.5669 | 4.6593 | 4.4588
122 | 0.68608 | 68.8092 | 30.9015 | 29.5714 | 17.0151
123 | 0.39667 | 62.1805 | 24.2729 | 23.228
124 | -0.39667 | 47.1048 | 9.1971 | 8.8012 | 16.0146
125 | -0.74333 | 41.7226 | 3.8149 | 3.6507
126 | 0.74333 | 70.2017 | 32.2941 | 30.904 | 17.2774
127 | 0.19071 | 57.856 | 19.9484 | 19.0897
128 | -0.19071 | 50.6256 | 12.718 | 12.1706 | 15.6301
129 | 0.14281 | 56.8941 | 18.9865 | 18.1692
130 | -0.14281 | 51.4815 | 13.5739 | 12.9896 | 15.5794
131 | -1.5064 | 31.9439 | 0 | 0
132 | 1.5064 | 91.6919 | 53.7843 | 51.4691 | 25.7345
133 | -0.60417 | 43.8049 | 5.8973 | 5.6435
134 | 0.60417 | 66.8645 | 28.9569 | 27.7104 | 16.6769
135 | 0.24003 | 58.8634 | 20.9558 | 20.0537
136 | -0.24003 | 49.7592 | 11.8516 | 11.3414 | 15.6976
137 | -0.79673 | 40.9501 | 3.0425 | 2.9115
138 | 0.79673 | 71.526 | 33.6184 | 32.1713 | 17.5414
139 | -1.5917 | 31.004 | 0 | 0
140 | 1.5917 | 94.4714 | 56.5638 | 54.129 | 27.0645
141 | -0.001023 | 54.1008 | 16.1932 | 15.4962
142 | 0.001023 | 54.1396 | 16.232 | 15.5332 | 15.5147
143 | -1.3703 | 33.5015 | 0 | 0
144 | 1.3703 | 87.4288 | 49.5212 | 47.3895 | 23.6948
145 | -0.44494 | 46.3156 | 8.408 | 8.0461
146 | 0.44494 | 63.2399 | 25.3323 | 24.2419 | 16.144
147 | -1.3695 | 33.5114 | 0 | 0
148 | 1.3695 | 87.4028 | 49.4952 | 47.3647 | 23.6823
149 | 0.5777 | 66.2478 | 28.3402 | 27.1202
150 | -0.5777 | 44.2127 | 6.3051 | 6.0337 | 16.577
151 | 0.71354 | 69.4736 | 31.566 | 30.2072
152 | -0.71354 | 42.1598 | 4.2522 | 4.0692 | 17.1382
153 | 0.23365 | 58.7319 | 20.8243 | 19.9279
154 | -0.23365 | 49.8706 | 11.963 | 11.448 | 15.688
155 | 1.2658 | 84.2877 | 46.3801 | 44.3836
156 | -1.2658 | 34.75 | 0 | 0 | 22.1918
157 | 1.1823 | 81.8592 | 43.9516 | 42.0597
158 | -1.1823 | 35.7809 | 0 | 0 | 21.0298
159 | 0.7488 | 70.3363 | 32.4286 | 31.0327
160 | -0.7488 | 41.6428 | 3.7351 | 3.5744 | 17.3035
161 | -0.57995 | 44.1779 | 6.2703 | 6.0004
162 | 0.57995 | 66.3 | 28.3924 | 27.1702 | 16.5853
163 | 0.35201 | 61.2162 | 23.3086 | 22.3053
164 | -0.35201 | 47.8467 | 9.9391 | 9.5113 | 15.9083
165 | 0.77071 | 70.8777 | 32.9701 | 31.5509
166 | -0.77071 | 41.3246 | 3.417 | 3.2699 | 17.4104
167 | 0.090209 | 55.8562 | 17.9486 | 17.176
168 | -0.090209 | 52.4381 | 14.5305 | 13.9051 | 15.5405
169 | 0.958 | 75.6796 | 37.772 | 36.1461
170 | -0.958 | 38.7026 | 0.79496 | 0.76074 | 18.4534
171 | 0.66655 | 68.3404 | 30.4328 | 29.1228
172 | -0.66655 | 42.8589 | 4.9513 | 4.7382 | 16.9305
173 | -1.0471 | 37.5147 | 0 | 0
174 | 1.0471 | 78.076 | 40.1684 | 38.4393 | 19.2196
175 | 0.67444 | 68.5292 | 30.6216 | 29.3035
176 | -0.67444 | 42.7408 | 4.8332 | 4.6252 | 16.9643
177 | 1.5812 | 94.1241 | 56.2165 | 53.7966
178 | -1.5812 | 31.1185 | 0 | 0 | 26.8983
179 | 1.7709 | 100.5865 | 62.6789 | 59.9808
180 | -1.7709 | 29.1192 | 0 | 0 | 29.9904
181 | -1.0687 | 37.2317 | 0 | 0
182 | 1.0687 | 78.6693 | 40.7617 | 39.0071 | 19.5035
183 | -0.87864 | 39.7927 | 1.8851 | 1.804
184 | 0.87864 | 73.6063 | 35.6987 | 34.162 | 17.983
185 | -0.63656 | 43.3112 | 5.4036 | 5.171
186 | 0.63656 | 67.6267 | 29.7191 | 28.4398 | 16.8054
187 | -0.39589 | 47.1176 | 9.21 | 8.8135
188 | 0.39589 | 62.1636 | 24.2559 | 23.2118 | 16.0127
189 | -0.22796 | 49.9699 | 12.0623 | 11.5431
190 | 0.22796 | 58.6151 | 20.7075 | 19.8162 | 15.6796
191 | -1.0058 | 38.0606 | 0.153 | 0.14641
192 | 1.0058 | 76.9561 | 39.0485 | 37.3676 | 18.757
193 | 0.12391 | 56.519 | 18.6114 | 17.8102
194 | -0.12391 | 51.8232 | 13.9156 | 13.3166 | 15.5634
195 | -0.20261 | 50.4153 | 12.5077 | 11.9692
196 | 0.20261 | 58.0974 | 20.1898 | 19.3207 | 15.645
197 | -0.92571 | 39.1425 | 1.2349 | 1.1817
198 | 0.92571 | 74.8291 | 36.9214 | 35.3321 | 18.2569
199 | -0.10851 | 52.1033 | 14.1957 | 13.5846
200 | 0.10851 | 56.2152 | 18.3076 | 17.5195 | 15.5521
201 | 0.16895 | 57.4169 | 19.5093 | 18.6695
202 | -0.16895 | 51.0128 | 13.1052 | 12.5411 | 15.6053
203 | -2.1353 | 25.6323 | 0 | 0
204 | 2.1353 | 114.2696 | 76.362 | 73.0749 | 36.5375
205 | 0.40899 | 62.4493 | 24.5417 | 23.4853
206 | -0.40899 | 46.902 | 8.9944 | 8.6072 | 16.0462
207 | 0.43904 | 63.1095 | 25.2019 | 24.1171
208 | -0.43904 | 46.4113 | 8.5037 | 8.1377 | 16.1274
209 | -0.83731 | 40.3726 | 2.4649 | 2.3588
210 | 0.83731 | 72.5492 | 34.6416 | 33.1504 | 17.7546
211 | -0.74938 | 41.6343 | 3.7267 | 3.5663
212 | 0.74938 | 70.3506 | 32.443 | 31.0464 | 17.3063
213 | 0.049269 | 55.0615 | 17.1539 | 16.4155
214 | -0.049269 | 53.1949 | 15.2873 | 14.6293 | 15.5224
215 | 0.20433 | 58.1323 | 20.2247 | 19.3541
216 | -0.20433 | 50.385 | 12.4774 | 11.9403 | 15.6472
217 | 0.089059 | 55.8337 | 17.9261 | 17.1545
218 | -0.089059 | 52.4593 | 14.5516 | 13.9253 | 15.5399
219 | -0.52484 | 45.0383 | 7.1307 | 6.8238
220 | 0.52484 | 65.0334 | 27.1258 | 25.9582 | 16.391
221 | -0.33267 | 48.1717 | 10.2641 | 9.8223
222 | 0.33267 | 60.8032 | 22.8956 | 21.91 | 15.8662
223 | -0.79521 | 40.9718 | 3.0642 | 2.9323
224 | 0.79521 | 71.488 | 33.5804 | 32.1349 | 17.5336
225 | 0.42769 | 62.8593 | 24.9517 | 23.8776
226 | -0.42769 | 46.5961 | 8.6884 | 8.3144 | 16.096
227 | 2.2987 | 120.9964 | 83.0887 | 79.5121
228 | -2.2987 | 24.2073 | 0 | 0 | 39.7561
229 | 0.043369 | 54.948 | 17.0404 | 16.3068
230 | -0.043369 | 53.3049 | 15.3973 | 14.7345 | 15.5207
231 | -0.72371 | 42.01 | 4.1024 | 3.9258
232 | 0.72371 | 69.7213 | 31.8137 | 30.4443 | 17.185
233 | -1.0558 | 37.4 | 0 | 0
234 | 1.0558 | 78.3154 | 40.4078 | 38.6684 | 19.3342
235 | -0.80567 | 40.8221 | 2.9145 | 2.789
236 | 0.80567 | 71.7503 | 33.8427 | 32.3859 | 17.5874
237 | 2.6678 | 137.6802 | 99.7726 | 95.4778
238 | -2.6678 | 21.2739 | 0 | 0 | 47.7389
239 | -0.50143 | 45.4089 | 7.5013 | 7.1784
240 | 0.50143 | 64.5027 | 26.5951 | 25.4503 | 16.3143
241 | 0.95914 | 75.7096 | 37.802 | 36.1748
242 | -0.95914 | 38.6872 | 0.77963 | 0.74607 | 18.4604
243 | 0.010666 | 54.3226 | 16.415 | 15.7084
244 | -0.010666 | 53.9185 | 16.0109 | 15.3217 | 15.5151
245 | -2.1398 | 25.5919 | 0 | 0
246 | 2.1398 | 114.45 | 76.5424 | 73.2476 | 36.6238
247 | -0.25976 | 49.4168 | 11.5092 | 11.0138
248 | 0.25976 | 59.2712 | 21.3636 | 20.444 | 15.7289
249 | -1.3903 | 33.2685 | 0 | 0
250 | 1.3903 | 88.0411 | 50.1334 | 47.9754 | 23.9877
251 | 0.57257 | 66.129 | 28.2214 | 27.0066
252 | -0.57257 | 44.2921 | 6.3845 | 6.1097 | 16.5581
253 | 0.47027 | 63.803 | 25.8954 | 24.7807
254 | -0.47027 | 45.9068 | 7.9992 | 7.6549 | 16.2178
255 | 0.96355 | 75.8266 | 37.919 | 36.2868
256 | -0.96355 | 38.6275 | 0.71992 | 0.68893 | 18.4878
257 | -0.03106 | 53.535 | 15.6274 | 14.9547
258 | 0.03106 | 54.7117 | 16.8041 | 16.0808 | 15.5178
259 | 1.2186 | 82.9061 | 44.9985 | 43.0615
260 | -1.2186 | 35.3291 | 0 | 0 | 21.5307
261 | 1.7545 | 100.0128 | 62.1052 | 59.4318
262 | -1.7545 | 29.2862 | 0 | 0 | 29.7159
263 | -0.48604 | 45.654 | 7.7464 | 7.413
264 | 0.48604 | 64.1563 | 26.2487 | 25.1188 | 16.2659
265 | -0.58715 | 44.0667 | 6.1591 | 5.894
266 | 0.58715 | 66.4673 | 28.5597 | 27.3303 | 16.6121
267 | 0.76119 | 70.642 | 32.7343 | 31.3253
268 | -0.76119 | 41.4625 | 3.5549 | 3.4019 | 17.3636
269 | -0.19916 | 50.4761 | 12.5685 | 12.0275
270 | 0.19916 | 58.0274 | 20.1198 | 19.2537 | 15.6406
271 | -0.54619 | 44.703 | 6.7954 | 6.5029
272 | 0.54619 | 65.5213 | 27.6136 | 26.425 | 16.4639
273 | 0.20106 | 58.0658 | 20.1582 | 19.2905
274 | -0.20106 | 50.4427 | 12.5351 | 11.9955 | 15.643
275 | -1.0555 | 37.4045 | 0 | 0
276 | 1.0555 | 78.306 | 40.3984 | 38.6594 | 19.3297
277 | 0.259 | 59.2553 | 21.3477 | 20.4288
278 | -0.259 | 49.4301 | 11.5225 | 11.0265 | 15.7276
279 | 0.73379 | 69.9678 | 32.0602 | 30.6801
280 | -0.73379 | 41.862 | 3.9544 | 3.7842 | 17.2322
281 | 0.36725 | 61.5435 | 23.6359 | 22.6185
282 | -0.36725 | 47.5922 | 9.6846 | 9.2678 | 15.9431
283 | 0.37106 | 61.6257 | 23.7181 | 22.6971
284 | -0.37106 | 47.5288 | 9.6212 | 9.207 | 15.9521
285 | -0.54783 | 44.6773 | 6.7697 | 6.4783
286 | 0.54783 | 65.5589 | 27.6513 | 26.461 | 16.4697
287 | 0.91004 | 74.4197 | 36.5121 | 34.9404
288 | -0.91004 | 39.3578 | 1.4502 | 1.3878 | 18.1641
289 | -0.011555 | 53.9018 | 15.9942 | 15.3057
290 | 0.011555 | 54.3395 | 16.4319 | 15.7246 | 15.5151
291 | -0.986 | 38.3252 | 0.41761 | 0.39963
292 | 0.986 | 76.4248 | 38.5171 | 36.8591 | 18.6294
293 | 0.010125 | 54.3123 | 16.4047 | 15.6986
294 | -0.010125 | 53.9287 | 16.0211 | 15.3315 | 15.515
295 | -2.1236 | 25.7372 | 0 | 0
296 | 2.1236 | 113.8039 | 75.8963 | 72.6292 | 36.3146
297 | -0.28992 | 48.8979 | 10.9903 | 10.5172
298 | 0.28992 | 59.9003 | 21.9926 | 21.046 | 15.7816
299 | -1.3684 | 33.5242 | 0 | 0
300 | 1.3684 | 87.3696 | 49.462 | 47.3328 | 23.6664
301 | -0.99947 | 38.145 | 0.23735 | 0.22713
302 | 0.99947 | 76.7859 | 38.8783 | 37.2047 | 18.7159
303 | 2.3186 | 121.8409 | 83.9333 | 80.3203
304 | -2.3186 | 24.0395 | 0 | 0 | 40.1601
305 | -0.88735 | 39.6716 | 1.764 | 1.6881
306 | 0.88735 | 73.831 | 35.9234 | 34.377 | 18.0326
307 | -1.37 | 33.5058 | 0 | 0
308 | 1.37 | 87.4175 | 49.5099 | 47.3787 | 23.6894
309 | 0.036226 | 54.8108 | 16.9031 | 16.1755
310 | -0.036226 | 53.4383 | 15.5307 | 14.8622 | 15.5189
311 | 1.224 | 83.064 | 45.1563 | 43.2125
312 | -1.224 | 35.2619 | 0 | 0 | 21.6063
313 | -0.43825 | 46.4242 | 8.5165 | 8.1499
314 | 0.43825 | 63.0921 | 25.1844 | 24.1004 | 16.1251
315 | 0.35732 | 61.3299 | 23.4223 | 22.4141
316 | -0.35732 | 47.758 | 9.8504 | 9.4264 | 15.9202
317 | 0.85616 | 73.0295 | 35.1219 | 33.61
318 | -0.85616 | 40.107 | 2.1994 | 2.1047 | 17.8574
319 | 0.97637 | 76.1676 | 38.26 | 36.6131
320 | -0.97637 | 38.4546 | 0.54698 | 0.52343 | 18.5683
321 | -1.502 | 31.9925 | 0 | 0
322 | 1.502 | 91.5525 | 53.6449 | 51.3357 | 25.6678
323 | 0.482 | 64.0657 | 26.1581 | 25.0321
324 | -0.482 | 45.7186 | 7.811 | 7.4748 | 16.2534
325 | -0.37104 | 47.5292 | 9.6216 | 9.2075
326 | 0.37104 | 61.6251 | 23.7175 | 22.6966 | 15.952
327 | -0.60982 | 43.7185 | 5.8109 | 5.5607
328 | 0.60982 | 66.9967 | 29.0891 | 27.8369 | 16.6988
329 | 0.6259 | 67.375 | 29.4674 | 28.1989
330 | -0.6259 | 43.473 | 5.5654 | 5.3259 | 16.7624
331 | -1.2534 | 34.9015 | 0 | 0
332 | 1.2534 | 83.9219 | 46.0143 | 44.0335 | 22.0168
333 | -1.334 | 33.9298 | 0 | 0
334 | 1.334 | 86.325 | 48.4174 | 46.3332 | 23.1666
335 | -0.44116 | 46.3769 | 8.4693 | 8.1048
336 | 0.44116 | 63.1563 | 25.2487 | 24.1618 | 16.1333
337 | -0.61404 | 43.6539 | 5.7462 | 5.4989
338 | 0.61404 | 67.0959 | 29.1883 | 27.9319 | 16.7154
339 | 2.2061 | 117.1373 | 79.2297 | 75.8192
340 | -2.2061 | 25.0048 | 0 | 0 | 37.9096
341 | -1.3336 | 33.9348 | 0 | 0
342 | 1.3336 | 86.3124 | 48.4048 | 46.3212 | 23.1606
343 | 0.37874 | 61.7916 | 23.884 | 22.8559
344 | -0.37874 | 47.4012 | 9.4936 | 9.0849 | 15.9704
345 | 0.45309 | 63.4206 | 25.513 | 24.4147
346 | -0.45309 | 46.1837 | 8.2761 | 7.9198 | 16.1673
347 | -1.4028 | 33.1234 | 0 | 0
348 | 1.4028 | 88.4268 | 50.5192 | 48.3445 | 24.1723
349 | 0.92971 | 74.9339 | 37.0263 | 35.4325
350 | -0.92971 | 39.0877 | 1.1801 | 1.1293 | 18.2809
351 | 0.48434 | 64.1181 | 26.2105 | 25.0822
352 | -0.48434 | 45.6813 | 7.7736 | 7.439 | 16.2606
353 | 1.0169 | 77.2564 | 39.3488 | 37.655
354 | -1.0169 | 37.9127 | 0.0050635 | 0.0048456 | 18.8299
355 | -0.72305 | 42.0197 | 4.1121 | 3.9351
356 | 0.72305 | 69.7052 | 31.7976 | 30.4289 | 17.182
357 | -0.38424 | 47.3101 | 9.4025 | 8.9978
358 | 0.38424 | 61.9105 | 24.0029 | 22.9697 | 15.9837
359 | 1.2188 | 82.9127 | 45.0051 | 43.0678
360 | -1.2188 | 35.3262 | 0 | 0 | 21.5339
361 | 0.8581 | 73.0791 | 35.1715 | 33.6575
362 | -0.8581 | 40.0798 | 2.1722 | 2.0787 | 17.8681
363 | -0.44052 | 46.3873 | 8.4797 | 8.1147
364 | 0.44052 | 63.1421 | 25.2345 | 24.1483 | 16.1315
365 | -0.30076 | 48.7127 | 10.8051 | 10.34
366 | 0.30076 | 60.1279 | 22.2203 | 21.2638 | 15.8019
367 | -0.54448 | 44.7299 | 6.8222 | 6.5286
368 | 0.54448 | 65.4819 | 27.5743 | 26.3873 | 16.4579
369 | 0.35837 | 61.3525 | 23.4449 | 22.4357
370 | -0.35837 | 47.7404 | 9.8328 | 9.4096 | 15.9226
371 | -0.24972 | 49.5909 | 11.6833 | 11.1803
372 | 0.24972 | 59.0632 | 21.1556 | 20.2449 | 15.7126
373 | 0.079499 | 55.6472 | 17.7396 | 16.976
374 | -0.079499 | 52.6351 | 14.7275 | 14.0935 | 15.5347
375 | -0.14324 | 51.4738 | 13.5662 | 12.9822
376 | 0.14324 | 56.9027 | 18.9951 | 18.1774 | 15.5798
377 | -1.0995 | 36.8324 | 0 | 0
378 | 1.0995 | 79.5223 | 41.6147 | 39.8234 | 19.9117
379 | -0.53819 | 44.8283 | 6.9207 | 6.6228
380 | 0.53819 | 65.338 | 27.4304 | 26.2496 | 16.4362
381 | -0.096699 | 52.3192 | 14.4116 | 13.7912
382 | 0.096699 | 55.9832 | 18.0756 | 17.2975 | 15.5444
383 | 0.764 | 70.7115 | 32.8039 | 31.3918
384 | -0.764 | 41.4218 | 3.5142 | 3.3629 | 17.3773
385 | 0.25084 | 59.0865 | 21.1789 | 20.2673
386 | -0.25084 | 49.5713 | 11.6637 | 11.1616 | 15.7144
387 | -1.7654 | 29.1747 | 0 | 0
388 | 1.7654 | 100.3951 | 62.4875 | 59.7977 | 29.8988
389 | -0.95185 | 38.7861 | 0.87845 | 0.84064
390 | 0.95185 | 75.5167 | 37.6091 | 35.9902 | 18.4154
391 | 0.41926 | 62.6742 | 24.7666 | 23.7005
392 | -0.41926 | 46.7337 | 8.8261 | 8.4461 | 16.0733
393 | 0.12457 | 56.532 | 18.6244 | 17.8227
394 | -0.12457 | 51.8112 | 13.9036 | 13.3051 | 15.5639
395 | -0.25189 | 49.5531 | 11.6455 | 11.1442
396 | 0.25189 | 59.1083 | 21.2006 | 20.288 | 15.7161
397 | -0.54746 | 44.6832 | 6.7756 | 6.4839
398 | 0.54746 | 65.5503 | 27.6427 | 26.4528 | 16.4683
399 | 0.10751 | 56.1954 | 18.2878 | 17.5006
400 | -0.10751 | 52.1216 | 14.214 | 13.6021 | 15.5514
401 | 0.68386 | 68.7556 | 30.848 | 29.5201
402 | -0.68386 | 42.6001 | 4.6925 | 4.4905 | 17.0053
403 | 1.0521 | 78.2144 | 40.3067 | 38.5717
404 | -1.0521 | 37.4483 | 0 | 0 | 19.2859
405 | -0.61918 | 43.5755 | 5.6679 | 5.4239
406 | 0.61918 | 67.2165 | 29.3089 | 28.0473 | 16.7356
407 | -1.4068 | 33.0764 | 0 | 0
408 | 1.4068 | 88.5524 | 50.6448 | 48.4647 | 24.2324
409 | -0.4908 | 45.578 | 7.6704 | 7.3402
410 | 0.4908 | 64.2633 | 26.3557 | 25.2212 | 16.2807
411 | 1.883 | 104.6131 | 66.7055 | 63.8341
412 | -1.883 | 27.9983 | 0 | 0 | 31.9171
413 | 0.44771 | 63.3013 | 25.3937 | 24.3006
414 | -0.44771 | 46.2707 | 8.3631 | 8.0031 | 16.1518
415 | -0.42818 | 46.588 | 8.6804 | 8.3068
416 | 0.42818 | 62.8701 | 24.9625 | 23.888 | 16.0974
417 | 1.2051 | 82.5155 | 44.6079 | 42.6877
418 | -1.2051 | 35.4963 | 0 | 0 | 21.3439
419 | 0.61463 | 67.1096 | 29.202 | 27.9449
420 | -0.61463 | 43.645 | 5.7374 | 5.4904 | 16.7177
421 | 0.5265 | 65.0713 | 27.1637 | 25.9944
422 | -0.5265 | 45.0121 | 7.1045 | 6.7987 | 16.3965
423 | 0.4158 | 62.5982 | 24.6906 | 23.6278
424 | -0.4158 | 46.7904 | 8.8828 | 8.5004 | 16.0641
425 | -2.1817 | 25.2195 | 0 | 0
426 | 2.1817 | 116.14 | 78.2324 | 74.8648 | 37.4324
427 | -2.4191 | 23.2088 | 0 | 0
428 | 2.4191 | 126.2017 | 88.2941 | 84.4933 | 42.2467
429 | -1.2383 | 35.0857 | 0 | 0
430 | 1.2383 | 83.4812 | 45.5736 | 43.6118 | 21.8059
431 | -0.36524 | 47.6257 | 9.7181 | 9.2998
432 | 0.36524 | 61.5003 | 23.5927 | 22.5771 | 15.9384
433 | -0.78504 | 41.1179 | 3.2103 | 3.0721
434 | 0.78504 | 71.234 | 33.3264 | 31.8919 | 17.482
435 | -0.37942 | 47.39 | 9.4824 | 9.0742
436 | 0.37942 | 61.8062 | 23.8986 | 22.8698 | 15.972
437 | -0.3604 | 47.7065 | 9.7988 | 9.377
438 | 0.3604 | 61.3962 | 23.4886 | 22.4775 | 15.9273
439 | 1.6475 | 96.3365 | 58.4289 | 55.9138
440 | -1.6475 | 30.4038 | 0 | 0 | 27.9569
441 | -0.39562 | 47.122 | 9.2144 | 8.8177
442 | 0.39562 | 62.1577 | 24.2501 | 23.2063 | 16.012
443 | -0.4942 | 45.5239 | 7.6163 | 7.2885
444 | 0.4942 | 64.3397 | 26.4321 | 25.2943 | 16.2914
445 | -0.11262 | 52.0285 | 14.1209 | 13.5131
446 | 0.11262 | 56.296 | 18.3884 | 17.5968 | 15.5549
447 | -1.255 | 34.881 | 0 | 0
448 | 1.255 | 83.9711 | 46.0635 | 44.0806 | 22.0403
449 | -0.67636 | 42.712 | 4.8044 | 4.5976
450 | 0.67636 | 68.5755 | 30.6679 | 29.3477 | 16.9727
451 | -0.027197 | 53.6075 | 15.6999 | 15.024
452 | 0.027197 | 54.6378 | 16.7302 | 16.01 | 15.517
453 | -1.5494 | 31.4662 | 0 | 0
454 | 1.5494 | 93.0837 | 55.1761 | 52.801 | 26.4005
455 | 1.8187 | 102.2845 | 64.3769 | 61.6057
456 | -1.8187 | 28.6358 | 0 | 0 | 30.8029
457 | 1.8672 | 104.0367 | 66.1291 | 63.2825
458 | -1.8672 | 28.1535 | 0 | 0 | 31.6412
459 | 1.6203 | 95.4229 | 57.5153 | 55.0395
460 | -1.6203 | 30.6949 | 0 | 0 | 27.5198
461 | 0.050395 | 55.0832 | 17.1756 | 16.4363
462 | -0.050395 | 53.174 | 15.2664 | 14.6092 | 15.5228
463 | -0.3315 | 48.1915 | 10.2839 | 9.8412
464 | 0.3315 | 60.7783 | 22.8707 | 21.8862 | 15.8637
465 | -0.34425 | 47.9769 | 10.0693 | 9.6359
466 | 0.34425 | 61.0501 | 23.1425 | 22.1463 | 15.8911
467 | 0.47509 | 63.9107 | 26.0031 | 24.8838
468 | -0.47509 | 45.8295 | 7.9219 | 7.5809 | 16.2323
469 | 0.62417 | 67.334 | 29.4264 | 28.1597
470 | -0.62417 | 43.4995 | 5.5919 | 5.3512 | 16.7554
471 | -0.020159 | 53.7397 | 15.8321 | 15.1506
472 | 0.020159 | 54.5034 | 16.5958 | 15.8814 | 15.516
473 | 1.221 | 82.9753 | 45.0677 | 43.1277
474 | -1.221 | 35.2996 | 0 | 0 | 21.5638
475 | -0.37417 | 47.4772 | 9.5696 | 9.1576
476 | 0.37417 | 61.6927 | 23.7851 | 22.7612 | 15.9594
477 | 0.76473 | 70.7295 | 32.8219 | 31.4091
478 | -0.76473 | 41.4112 | 3.5036 | 3.3528 | 17.3809
479 | -0.91071 | 39.3486 | 1.441 | 1.379
480 | 0.91071 | 74.4371 | 36.5295 | 34.957 | 18.168
481 | -1.1538 | 36.1398 | 0 | 0
482 | 1.1538 | 81.0463 | 43.1387 | 41.2817 | 20.6409
483 | -0.55675 | 44.5381 | 6.6305 | 6.345
484 | 0.55675 | 65.7639 | 27.8563 | 26.6572 | 16.5011
485 | 1.2032 | 82.4611 | 44.5535 | 42.6356
486 | -1.2032 | 35.5197 | 0 | 0 | 21.3178
487 | 0.26919 | 59.4672 | 21.5596 | 20.6315
488 | -0.26919 | 49.254 | 11.3464 | 10.858 | 15.7447
489 | 0.067755 | 55.4189 | 17.5113 | 16.7575
490 | -0.067755 | 52.8519 | 14.9443 | 14.301 | 15.5293
491 | 0.74693 | 70.2901 | 32.3825 | 30.9886
492 | -0.74693 | 41.6701 | 3.7625 | 3.6005 | 17.2945
493 | -0.12802 | 51.7487 | 13.8411 | 13.2453
494 | 0.12802 | 56.6003 | 18.6927 | 17.8881 | 15.5667
495 | -0.45253 | 46.1927 | 8.2851 | 7.9285
496 | 0.45253 | 63.4082 | 25.5006 | 24.4029 | 16.1657
497 | -0.069297 | 52.8234 | 14.9157 | 14.2737
498 | 0.069297 | 55.4489 | 17.5413 | 16.7862 | 15.5299
499 | 1.3775 | 87.647 | 49.7394 | 47.5983
500 | -1.3775 | 33.4181 | 0 | 0 | 23.7992
501 | 0.01601 | 54.4243 | 16.5167 | 15.8057
502 | -0.01601 | 53.8178 | 15.9102 | 15.2253 | 15.5155
503 | -1.4044 | 33.105 | 0 | 0
504 | 1.4044 | 88.4759 | 50.5683 | 48.3915 | 24.1958
505 | -0.93821 | 38.9716 | 1.064 | 1.0182
506 | 0.93821 | 75.1571 | 37.2495 | 35.6461 | 18.3321
507 | -0.53236 | 44.92 | 7.0124 | 6.7105
508 | 0.53236 | 65.2047 | 27.2971 | 26.1221 | 16.4163
509 | 0.99245 | 76.5975 | 38.6899 | 37.0245
510 | -0.99245 | 38.2388 | 0.33116 | 0.31691 | 18.6707
511 | -0.024488 | 53.6583 | 15.7507 | 15.0727
512 | 0.024488 | 54.586 | 16.6784 | 15.9605 | 15.5166
513 | 2.0652 | 111.5018 | 73.5942 | 70.4263
514 | -2.0652 | 26.2686 | 0 | 0 | 35.2131
515 | 0.53671 | 65.3042 | 27.3966 | 26.2173
516 | -0.53671 | 44.8515 | 6.9439 | 6.645 | 16.4312
517 | 1.9217 | 106.0403 | 68.1327 | 65.1998
518 | -1.9217 | 27.6215 | 0 | 0 | 32.5999
519 | -0.22144 | 50.0841 | 12.1765 | 11.6523
520 | 0.22144 | 58.4816 | 20.574 | 19.6883 | 15.6703
521 | -0.95051 | 38.8042 | 0.89658 | 0.85799
522 | 0.95051 | 75.4814 | 37.5738 | 35.9564 | 18.4072
523 | 0.02482 | 54.5924 | 16.6848 | 15.9666
524 | -0.02482 | 53.6521 | 15.7445 | 15.0667 | 15.5167
525 | -0.56666 | 44.3839 | 6.4763 | 6.1975
526 | 0.56666 | 65.9923 | 28.0847 | 26.8758 | 16.5366
527 | 1.2663 | 84.3035 | 46.3959 | 44.3988
528 | -1.2663 | 34.7434 | 0 | 0 | 22.1994
529 | 0.17542 | 57.5471 | 19.6395 | 18.7941
530 | -0.17542 | 50.8974 | 12.9898 | 12.4306 | 15.6123
531 | 0.13634 | 56.7653 | 18.8577 | 18.046
532 | -0.13634 | 51.5983 | 13.6907 | 13.1014 | 15.5737
533 | 2.071 | 111.7284 | 73.8208 | 70.6431
534 | -2.071 | 26.2153 | 0 | 0 | 35.3216
535 | 0.88493 | 73.7686 | 35.861 | 34.3173
536 | -0.88493 | 39.7052 | 1.7976 | 1.7202 | 18.0187
537 | -0.43506 | 46.4761 | 8.5685 | 8.1996
538 | 0.43506 | 63.0215 | 25.1139 | 24.0329 | 16.1163
539 | 0.069298 | 55.4489 | 17.5413 | 16.7862
540 | -0.069298 | 52.8233 | 14.9157 | 14.2737 | 15.5299
541 | 1.7561 | 100.0665 | 62.1589 | 59.4832
542 | -1.7561 | 29.2705 | 0 | 0 | 29.7416
543 | 0.057906 | 55.2282 | 17.3206 | 16.5751
544 | -0.057906 | 53.0344 | 15.1268 | 14.4756 | 15.5253
545 | 0.048875 | 55.0539 | 17.1463 | 16.4083
546 | -0.048875 | 53.2023 | 15.2947 | 14.6363 | 15.5223
547 | -1.4237 | 32.8821 | 0 | 0
548 | 1.4237 | 89.0758 | 51.1682 | 48.9656 | 24.4828
549 | 2.7482 | 141.6123 | 103.7047 | 99.2406
550 | -2.7482 | 20.6832 | 0 | 0 | 49.6203
551 | 0.36427 | 61.4794 | 23.5718 | 22.5572
552 | -0.36427 | 47.6419 | 9.7343 | 9.3152 | 15.9362
553 | 0.31045 | 60.3322 | 22.4246 | 21.4593
554 | -0.31045 | 48.5478 | 10.6402 | 10.1821 | 15.8207
555 | 1.3205 | 85.916 | 48.0084 | 45.9419
556 | -1.3205 | 34.0914 | 0 | 0 | 22.9709
557 | -0.17059 | 50.9835 | 13.0759 | 12.513
558 | 0.17059 | 57.4499 | 19.5423 | 18.701 | 15.607
559 | -0.12866 | 51.7372 | 13.8296 | 13.2342
560 | 0.12866 | 56.613 | 18.7054 | 17.9002 | 15.5672
561 | 0.59432 | 66.6343 | 28.7267 | 27.4901
562 | -0.59432 | 43.9563 | 6.0487 | 5.7883 | 16.6392
563 | 1.5888 | 94.3769 | 56.4693 | 54.0386
564 | -1.5888 | 31.0351 | 0 | 0 | 27.0193
565 | -0.77977 | 41.1938 | 3.2862 | 3.1447
566 | 0.77977 | 71.1028 | 33.1952 | 31.7663 | 17.4555
567 | 1.4451 | 89.7462 | 51.8386 | 49.6071
568 | -1.4451 | 32.6364 | 0 | 0 | 24.8036
569 | -1.3028 | 34.3023 | 0 | 0
570 | 1.3028 | 85.3877 | 47.4801 | 45.4362 | 22.7181
571 | 1.4061 | 88.5315 | 50.6239 | 48.4447
572 | -1.4061 | 33.0842 | 0 | 0 | 24.2224
573 | 0.94886 | 75.4377 | 37.5301 | 35.9145
574 | -0.94886 | 38.8267 | 0.91909 | 0.87953 | 18.397
575 | 1.1445 | 80.785 | 42.8774 | 41.0317
576 | -1.1445 | 36.2567 | 0 | 0 | 20.5159
577 | 0.93416 | 75.0507 | 37.1431 | 35.5442
578 | -0.93416 | 39.0269 | 1.1193 | 1.0711 | 18.3077
579 | 1.4904 | 91.1798 | 53.2722 | 50.979
580 | -1.4904 | 32.1233 | 0 | 0 | 25.4895
581 | -0.21573 | 50.1842 | 12.2766 | 11.7482
582 | 0.21573 | 58.3648 | 20.4572 | 19.5766 | 15.6624
583 | 0.34716 | 61.1123 | 23.2047 | 22.2058
584 | -0.34716 | 47.9281 | 10.0205 | 9.5892 | 15.8975
585 | -0.38378 | 47.3176 | 9.41 | 9.005
586 | 0.38378 | 61.9007 | 23.9931 | 22.9603 | 15.9826
587 | -0.55562 | 44.5557 | 6.6481 | 6.3619
588 | 0.55562 | 65.7379 | 27.8303 | 26.6323 | 16.4971
589 | -1.1818 | 35.7869 | 0 | 0
590 | 1.1818 | 81.8453 | 43.9377 | 42.0464 | 21.0232
591 | -0.20683 | 50.3409 | 12.4333 | 11.8981
592 | 0.20683 | 58.1832 | 20.2756 | 19.4029 | 15.6505
593 | 0.072203 | 55.5053 | 17.5977 | 16.8402
594 | -0.072203 | 52.7697 | 14.862 | 14.2223 | 15.5312
595 | 2.1717 | 115.7334 | 77.8258 | 74.4757
596 | -2.1717 | 25.3081 | 0 | 0 | 37.2378
597 | 0.68844 | 68.866 | 30.9584 | 29.6257
598 | -0.68844 | 42.5318 | 4.6242 | 4.4252 | 17.0254
599 | 0.99533 | 76.6747 | 38.7671 | 37.0983
600 | -0.99533 | 38.2003 | 0.29268 | 0.28008 | 18.6892
601 | 0.13606 | 56.7599 | 18.8523 | 18.0408
602 | -0.13606 | 51.6032 | 13.6956 | 13.1061 | 15.5734
603 | -0.29259 | 48.8523 | 10.9447 | 10.4736
604 | 0.29259 | 59.9561 | 22.0485 | 21.0994 | 15.7865
605 | 1.4169 | 88.8661 | 50.9585 | 48.7649
606 | -1.4169 | 32.9596 | 0 | 0 | 24.3825
607 | -0.39083 | 47.2011 | 9.2935 | 8.8935
608 | 0.39083 | 62.0535 | 24.1459 | 23.1065 | 16
609 | 0.32443 | 60.628 | 22.7203 | 21.7423
610 | -0.32443 | 48.311 | 10.4034 | 9.9555 | 15.8489
611 | -0.48945 | 45.5996 | 7.692 | 7.3608
612 | 0.48945 | 64.233 | 26.3254 | 25.1922 | 16.2765
613 | -1.3281 | 34.0006 | 0 | 0
614 | 1.3281 | 86.1455 | 48.2379 | 46.1614 | 23.0807
615 | -1.7545 | 29.2869 | 0 | 0
616 | 1.7545 | 100.0105 | 62.1029 | 59.4296 | 29.7148
617 | 0.56125 | 65.8675 | 27.9599 | 26.7564
618 | -0.56125 | 44.468 | 6.5604 | 6.278 | 16.5172
619 | 0.25652 | 59.204 | 21.2964 | 20.3796
620 | -0.25652 | 49.4729 | 11.5653 | 11.0675 | 15.7236
621 | 0.072551 | 55.5121 | 17.6044 | 16.8466
622 | -0.072551 | 52.7632 | 14.8556 | 14.2161 | 15.5314
623 | -0.30772 | 48.5943 | 10.6867 | 10.2266
624 | 0.30772 | 60.2745 | 22.3669 | 21.4041 | 15.8154
625 | 1.008 | 77.0153 | 39.1077 | 37.4243
626 | -1.008 | 38.0313 | 0.12373 | 0.11841 | 18.7713
627 | 0.99697 | 76.7189 | 38.8113 | 37.1407
628 | -0.99697 | 38.1783 | 0.27065 | 0.259 | 18.6998
629 | -1.0645 | 37.286 | 0 | 0
630 | 1.0645 | 78.5548 | 40.6472 | 38.8975 | 19.4488
631 | -2.0315 | 26.5803 | 0 | 0
632 | 2.0315 | 110.1944 | 72.2867 | 69.1751 | 34.5875
633 | -0.86221 | 40.0222 | 2.1145 | 2.0235
634 | 0.86221 | 73.1843 | 35.2767 | 33.7582 | 17.8909
635 | 0.32132 | 60.5621 | 22.6545 | 21.6793
636 | -0.32132 | 48.3635 | 10.4559 | 10.0058 | 15.8426
637 | 0.16667 | 57.3713 | 19.4637 | 18.6258
638 | -0.16667 | 51.0533 | 13.1457 | 12.5799 | 15.6028
639 | -1.7726 | 29.1017 | 0 | 0
640 | 1.7726 | 100.647 | 62.7394 | 60.0387 | 30.0194
641 | 0.19939 | 58.0319 | 20.1243 | 19.258
642 | -0.19939 | 50.4722 | 12.5646 | 12.0237 | 15.6409
643 | 0.26691 | 59.4196 | 21.512 | 20.586
644 | -0.26691 | 49.2934 | 11.3858 | 10.8957 | 15.7408
645 | 0.017859 | 54.4595 | 16.5519 | 15.8394
646 | -0.017859 | 53.783 | 15.8754 | 15.192 | 15.5157
647 | 0.46829 | 63.7589 | 25.8513 | 24.7385
648 | -0.46829 | 45.9386 | 8.031 | 7.6853 | 16.2119
649 | -0.63856 | 43.2809 | 5.3733 | 5.142
650 | 0.63856 | 67.6741 | 29.7665 | 28.4851 | 16.8136
651 | 0.22342 | 58.5221 | 20.6145 | 19.7272
652 | -0.22342 | 50.0494 | 12.1418 | 11.6191 | 15.6731
653 | 0.54634 | 65.5246 | 27.617 | 26.4282
654 | -0.54634 | 44.7007 | 6.7931 | 6.5006 | 16.4644
655 | 0.45464 | 63.455 | 25.5474 | 24.4477
656 | -0.45464 | 46.1586 | 8.251 | 7.8958 | 16.1718
657 | 0.9345 | 75.0596 | 37.152 | 35.5527
658 | -0.9345 | 39.0223 | 1.1147 | 1.0667 | 18.3097
659 | 0.11652 | 56.3729 | 18.4653 | 17.6705
660 | -0.11652 | 51.9575 | 14.0499 | 13.4451 | 15.5578
661 | 0.48262 | 64.0796 | 26.172 | 25.0454
662 | -0.48262 | 45.7087 | 7.8011 | 7.4653 | 16.2553
663 | 0.44173 | 63.1689 | 25.2613 | 24.1739
664 | -0.44173 | 46.3677 | 8.4601 | 8.0959 | 16.1349
665 | -1.0996 | 36.8313 | 0 | 0
666 | 1.0996 | 79.5246 | 41.617 | 39.8256 | 19.9128
667 | 1.3554 | 86.9737 | 49.0661 | 46.954
668 | -1.3554 | 33.6768 | 0 | 0 | 23.477
669 | 0.59771 | 66.7134 | 28.8057 | 27.5658
670 | -0.59771 | 43.9042 | 5.9966 | 5.7384 | 16.6521
671 | -0.58089 | 44.1633 | 6.2557 | 5.9864
672 | 0.58089 | 66.3219 | 28.4143 | 27.1912 | 16.5888
673 | -0.79369 | 40.9936 | 3.086 | 2.9532
674 | 0.79369 | 71.45 | 33.5424 | 32.0985 | 17.5259
675 | 1.1855 | 81.9523 | 44.0447 | 42.1487
676 | -1.1855 | 35.7402 | 0 | 0 | 21.0744
677 | -0.40308 | 46.9992 | 9.0916 | 8.7002
678 | 0.40308 | 62.3201 | 24.4125 | 23.3616 | 16.0309
679 | 1.5562 | 93.306 | 55.3984 | 53.0137
680 | -1.5562 | 31.3913 | 0 | 0 | 26.5069
681 | -1.2273 | 35.2218 | 0 | 0
682 | 1.2273 | 83.1586 | 45.251 | 43.3031 | 21.6515
683 | -1.8334 | 28.4888 | 0 | 0
684 | 1.8334 | 102.812 | 64.9044 | 62.1105 | 31.0553
685 | -0.97997 | 38.4061 | 0.49853 | 0.47707
686 | 0.97997 | 76.2637 | 38.3561 | 36.705 | 18.5911
687 | -0.61269 | 43.6745 | 5.7669 | 5.5187
688 | 0.61269 | 67.0642 | 29.1566 | 27.9015 | 16.7101
689 | 1.5689 | 93.7206 | 55.813 | 53.4104
690 | -1.5689 | 31.2524 | 0 | 0 | 26.7052
691 | -0.26666 | 49.2977 | 11.3901 | 10.8998
692 | 0.26666 | 59.4144 | 21.5068 | 20.581 | 15.7404
693 | 0.12441 | 56.5288 | 18.6211 | 17.8196
694 | -0.12441 | 51.8143 | 13.9066 | 13.308 | 15.5638
695 | 1.2448 | 83.6719 | 45.7643 | 43.7944
696 | -1.2448 | 35.0057 | 0 | 0 | 21.8972
697 | -0.14159 | 51.5035 | 13.5959 | 13.0106
698 | 0.14159 | 56.8699 | 18.9623 | 18.146 | 15.5783
699 | 0.35158 | 61.207 | 23.2994 | 22.2965
700 | -0.35158 | 47.8539 | 9.9463 | 9.5181 | 15.9073
701 | -0.64533 | 43.1784 | 5.2708 | 5.0439
702 | 0.64533 | 67.8347 | 29.9271 | 28.6389 | 16.8414
703 | 1.0183 | 77.294 | 39.3864 | 37.6909
704 | -1.0183 | 37.8942 | 0 | 0 | 18.8455
705 | -0.27641 | 49.1297 | 11.2221 | 10.739
706 | 0.27641 | 59.6176 | 21.71 | 20.7755 | 15.7573
707 | 1.2289 | 83.2075 | 45.2999 | 43.3499
708 | -1.2289 | 35.2011 | 0 | 0 | 21.675
709 | -1.9591 | 27.2632 | 0 | 0
710 | 1.9591 | 107.4341 | 69.5265 | 66.5337 | 33.2668
711 | 0.34442 | 61.0538 | 23.1462 | 22.1499
712 | -0.34442 | 47.974 | 10.0664 | 9.633 | 15.8915
713 | 0.77696 | 71.0329 | 33.1253 | 31.6994
714 | -0.77696 | 41.2343 | 3.3267 | 3.1835 | 17.4415
715 | 0.31893 | 60.5115 | 22.6039 | 21.6309
716 | -0.31893 | 48.4039 | 10.4963 | 10.0445 | 15.8377
717 | 0.81815 | 72.0644 | 34.1568 | 32.6865
718 | -0.81815 | 40.6441 | 2.7365 | 2.6187 | 17.6526
719 | 0.81964 | 72.102 | 34.1944 | 32.7225
720 | -0.81964 | 40.6229 | 2.7153 | 2.5985 | 17.6605
721 | -1.491 | 32.1165 | 0 | 0
722 | 1.491 | 91.1992 | 53.2916 | 50.9976 | 25.4988
723 | -1.0627 | 37.3104 | 0 | 0
724 | 1.0627 | 78.5034 | 40.5958 | 38.8483 | 19.4241
725 | 0.32632 | 60.6683 | 22.7607 | 21.7809
726 | -0.32632 | 48.2789 | 10.3712 | 9.9248 | 15.8529
727 | -2.551 | 22.1613 | 0 | 0
728 | 2.551 | 132.1673 | 94.2597 | 90.2022 | 45.1011
729 | -0.07469 | 52.7237 | 14.8161 | 14.1784
730 | 0.07469 | 55.5536 | 17.646 | 16.8864 | 15.5324
731 | -0.45242 | 46.1945 | 8.2869 | 7.9302
732 | 0.45242 | 63.4057 | 25.4981 | 24.4005 | 16.1653
733 | -0.95301 | 38.7703 | 0.86266 | 0.82552
734 | 0.95301 | 75.5475 | 37.6399 | 36.0196 | 18.4226
735 | 0.13305 | 56.7 | 18.7924 | 17.9834
736 | -0.13305 | 51.6578 | 13.7502 | 13.1583 | 15.5709
737 | -0.33919 | 48.0619 | 10.1543 | 9.7172
738 | 0.33919 | 60.9421 | 23.0345 | 22.043 | 15.8801
739 | 0.84966 | 72.8635 | 34.9559 | 33.4512
740 | -0.84966 | 40.1984 | 2.2908 | 2.1922 | 17.8217
741 | 0.82318 | 72.1913 | 34.2837 | 32.8079
742 | -0.82318 | 40.5727 | 2.6651 | 2.5504 | 17.6791
743 | 1.2739 | 84.5267 | 46.6191 | 44.6123
744 | -1.2739 | 34.6517 | 0 | 0 | 22.3062
745 | -0.86315 | 40.009 | 2.1014 | 2.0109
746 | 0.86315 | 73.2084 | 35.3008 | 33.7813 | 17.8961
747 | -0.055543 | 53.0783 | 15.1706 | 14.5176
748 | 0.055543 | 55.1826 | 17.275 | 16.5314 | 15.5245
749 | 0.25901 | 59.2556 | 21.348 | 20.429
750 | -0.25901 | 49.4299 | 11.5222 | 11.0263 | 15.7276
751 | 0.23665 | 58.7937 | 20.8861 | 19.9871
752 | -0.23665 | 49.8182 | 11.9105 | 11.3978 | 15.6925
753 | 1.1471 | 80.8576 | 42.95 | 41.1012
754 | -1.1471 | 36.2241 | 0 | 0 | 20.5506
755 | -1.4959 | 32.0616 | 0 | 0
756 | 1.4959 | 91.3554 | 53.4478 | 51.147 | 25.5735
757 | 0.84717 | 72.8 | 34.8924 | 33.3904
758 | -0.84717 | 40.2335 | 2.3259 | 2.2257 | 17.8081
759 | 0.11949 | 56.4315 | 18.5239 | 17.7265
760 | -0.11949 | 51.9035 | 13.9959 | 13.3934 | 15.56
761 | 1.1726 | 81.5819 | 43.6743 | 41.7943
762 | -1.1726 | 35.9025 | 0 | 0 | 20.8971
763 | -0.44732 | 46.277 | 8.3694 | 8.0092
764 | 0.44732 | 63.2926 | 25.385 | 24.2923 | 16.1507
765 | 0.49841 | 64.4345 | 26.5269 | 25.385
766 | -0.49841 | 45.4569 | 7.5493 | 7.2244 | 16.3047
767 | 1.9862 | 108.4579 | 70.5503 | 67.5134
768 | -1.9862 | 27.0058 | 0 | 0 | 33.7567
769 | 0.16933 | 57.4245 | 19.5169 | 18.6768
770 | -0.16933 | 51.006 | 13.0984 | 12.5346 | 15.6057
771 | -0.79337 | 40.9982 | 3.0906 | 2.9575
772 | 0.79337 | 71.4421 | 33.5345 | 32.091 | 17.5242
773 | -0.62487 | 43.4888 | 5.5812 | 5.341
774 | 0.62487 | 67.3505 | 29.4429 | 28.1755 | 16.7582
775 | -0.63364 | 43.3555 | 5.4479 | 5.2134
776 | 0.63364 | 67.5577 | 29.6501 | 28.3738 | 16.7936
777 | 0.30563 | 60.2304 | 22.3228 | 21.3619
778 | -0.30563 | 48.6298 | 10.7222 | 10.2607 | 15.8113
779 | 0.86545 | 73.2673 | 35.3596 | 33.8376
780 | -0.86545 | 39.9769 | 2.0693 | 1.9802 | 17.9089
781 | -1.1828 | 35.7744 | 0 | 0
782 | 1.1828 | 81.8741 | 43.9665 | 42.0739 | 21.037
783 | -2.105 | 25.9052 | 0 | 0
784 | 2.105 | 113.0661 | 75.1585 | 71.9232 | 35.9616
785 | 0.43239 | 62.9629 | 25.0552 | 23.9767
786 | -0.43239 | 46.5194 | 8.6118 | 8.2411 | 16.1089
787 | -0.13944 | 51.5424 | 13.6348 | 13.0479
788 | 0.13944 | 56.8269 | 18.9193 | 18.1049 | 15.5764
789 | 0.21314 | 58.3118 | 20.4042 | 19.5259
790 | -0.21314 | 50.2299 | 12.3223 | 11.7918 | 15.6589
791 | -0.45575 | 46.1407 | 8.2331 | 7.8787
792 | 0.45575 | 63.4796 | 25.572 | 24.4713 | 16.175
793 | 2.0622 | 111.3839 | 73.4763 | 70.3134
794 | -2.0622 | 26.2964 | 0 | 0 | 35.1567
795 | 0.032921 | 54.7474 | 16.8398 | 16.1149
796 | -0.032921 | 53.5002 | 15.5926 | 14.9214 | 15.5181
797 | 0.89479 | 74.0236 | 36.116 | 34.5613
798 | -0.89479 | 39.5684 | 1.6608 | 1.5893 | 18.0753
799 | -0.85526 | 40.1196 | 2.212 | 2.1168
800 | 0.85526 | 73.0065 | 35.0989 | 33.588 | 17.8524
801 | -0.025658 | 53.6364 | 15.7287 | 15.0517
802 | 0.025658 | 54.6084 | 16.7008 | 15.9819 | 15.5168
803 | 0.73894 | 70.0938 | 32.1862 | 30.8007
804 | -0.73894 | 41.7868 | 3.8792 | 3.7122 | 17.2565
805 | -1.4374 | 32.7246 | 0 | 0
806 | 1.4374 | 89.5044 | 51.5968 | 49.3757 | 24.6879
807 | 1.2117 | 82.7063 | 44.7987 | 42.8703
808 | -1.2117 | 35.4144 | 0 | 0 | 21.4351
809 | 1.0199 | 77.3365 | 39.4289 | 37.7317
810 | -1.0199 | 37.8734 | 0 | 0 | 18.8658
811 | -0.22053 | 50.1 | 12.1924 | 11.6675
812 | 0.22053 | 58.463 | 20.5554 | 19.6706 | 15.6691
813 | -0.74488 | 41.7 | 3.7924 | 3.6291
814 | 0.74488 | 70.2397 | 32.3321 | 30.9404 | 17.2847
815 | -1.315 | 34.1564 | 0 | 0
816 | 1.315 | 85.7524 | 47.8448 | 45.7853 | 22.8926
817 | -1.4496 | 32.5845 | 0 | 0
818 | 1.4496 | 89.8892 | 51.9816 | 49.744 | 24.872
819 | 0.046046 | 54.9995 | 17.0919 | 16.3561
820 | -0.046046 | 53.255 | 15.3474 | 14.6867 | 15.5214
821 | 0.78811 | 71.3106 | 33.403 | 31.9651
822 | -0.78811 | 41.0738 | 3.1662 | 3.0299 | 17.4975
823 | -0.40378 | 46.9877 | 9.0801 | 8.6892
824 | 0.40378 | 62.3354 | 24.4278 | 23.3763 | 16.0327
825 | -1.0375 | 37.6405 | 0 | 0
826 | 1.0375 | 77.8149 | 39.9073 | 38.1895 | 19.0947
827 | -0.97656 | 38.4521 | 0.54445 | 0.52101
828 | 0.97656 | 76.1727 | 38.2651 | 36.6179 | 18.5695
829 | -0.65226 | 43.0739 | 5.1663 | 4.9439
830 | 0.65226 | 67.9993 | 30.0917 | 28.7964 | 16.8701
831 | -1.1841 | 35.7578 | 0 | 0
832 | 1.1841 | 81.9121 | 44.0045 | 42.1102 | 21.0551
833 | -0.46739 | 45.953 | 8.0454 | 7.6991
834 | 0.46739 | 63.7389 | 25.8313 | 24.7194 | 16.2092
835 | 1.0294 | 77.5958 | 39.6882 | 37.9797
836 | -1.0294 | 37.7468 | 0 | 0 | 18.9899
837 | -1.4571 | 32.4994 | 0 | 0
838 | 1.4571 | 90.1247 | 52.2171 | 49.9694 | 24.9847
839 | 0.46628 | 63.714 | 25.8064 | 24.6955
840 | -0.46628 | 45.971 | 8.0634 | 7.7163 | 16.2059
841 | -1.3118 | 34.1952 | 0 | 0
842 | 1.3118 | 85.6551 | 47.7475 | 45.6921 | 22.8461
843 | -0.25964 | 49.4189 | 11.5113 | 11.0158
844 | 0.25964 | 59.2687 | 21.3611 | 20.4416 | 15.7287
845 | -0.037305 | 53.4182 | 15.5105 | 14.8429
846 | 0.037305 | 54.8315 | 16.9239 | 16.1953 | 15.5191
847 | -1.9793 | 27.0702 | 0 | 0
848 | 1.9793 | 108.1998 | 70.2922 | 67.2664 | 33.6332
849 | -2.4451 | 22.9982 | 0 | 0
850 | 2.4451 | 127.3575 | 89.4499 | 85.5994 | 42.7997
851 | -2.4309 | 23.1127 | 0 | 0
852 | 2.4309 | 126.7268 | 88.8192 | 84.9959 | 42.498
853 | 0.82873 | 72.3318 | 34.4241 | 32.9423
854 | -0.82873 | 40.4939 | 2.5863 | 2.475 | 17.7086
855 | 0.11108 | 56.2656 | 18.358 | 17.5678
856 | -0.11108 | 52.0566 | 14.1489 | 13.5399 | 15.5538
857 | -0.69467 | 42.4392 | 4.5316 | 4.3365
858 | 0.69467 | 69.0163 | 31.1087 | 29.7696 | 17.053
859 | -0.81563 | 40.68 | 2.7724 | 2.6531
860 | 0.81563 | 72.0008 | 34.0932 | 32.6256 | 17.6394
861 | 1.102 | 79.591 | 41.6834 | 39.8891
862 | -1.102 | 36.8006 | 0 | 0 | 19.9445
863 | 1.3476 | 86.7359 | 48.8283 | 46.7264
864 | -1.3476 | 33.7691 | 0 | 0 | 23.3632
865 | -0.20492 | 50.3745 | 12.4669 | 11.9302
866 | 0.20492 | 58.1444 | 20.2368 | 19.3657 | 15.648
867 | -0.60434 | 43.8024 | 5.8948 | 5.6411
868 | 0.60434 | 66.8683 | 28.9607 | 27.7141 | 16.6776
869 | 0.60854 | 66.9668 | 29.0592 | 27.8083
870 | -0.60854 | 43.738 | 5.8304 | 5.5794 | 16.6939
871 | -0.22806 | 49.9683 | 12.0607 | 11.5415
872 | 0.22806 | 58.6171 | 20.7095 | 19.818 | 15.6798
873 | 0.79118 | 71.3874 | 33.4798 | 32.0386
874 | -0.79118 | 41.0296 | 3.122 | 2.9876 | 17.5131
875 | -0.12672 | 51.7722 | 13.8646 | 13.2678
876 | 0.12672 | 56.5746 | 18.667 | 17.8635 | 15.5656
877 | -2.2931 | 24.2546 | 0 | 0
878 | 2.2931 | 120.7603 | 82.8527 | 79.2862 | 39.6431
879 | 0.22294 | 58.5123 | 20.6047 | 19.7177
880 | -0.22294 | 50.0578 | 12.1502 | 11.6272 | 15.6724
881 | 1.412 | 88.7126 | 50.8049 | 48.618
882 | -1.412 | 33.0167 | 0 | 0 | 24.309
883 | 0.7291 | 69.853 | 31.9454 | 30.5703
884 | -0.7291 | 41.9308 | 4.0232 | 3.8501 | 17.2102
885 | 0.69013 | 68.9068 | 30.9992 | 29.6648
886 | -0.69013 | 42.5066 | 4.599 | 4.4011 | 17.0329
887 | -0.39219 | 47.1786 | 9.2709 | 8.8719
888 | 0.39219 | 62.0832 | 24.1756 | 23.1349 | 16.0034
889 | 0.23222 | 58.7026 | 20.795 | 19.8999
890 | -0.23222 | 49.8955 | 11.9879 | 11.4718 | 15.6859
891 | 0.23711 | 58.8032 | 20.8956 | 19.9961
892 | -0.23711 | 49.8101 | 11.9025 | 11.3902 | 15.6931
893 | 0.24634 | 58.9934 | 21.0858 | 20.1781
894 | -0.24634 | 49.6496 | 11.7419 | 11.2365 | 15.7073
895 | 0.35575 | 61.2962 | 23.3886 | 22.3818
896 | -0.35575 | 47.7843 | 9.8767 | 9.4515 | 15.9167
897 | -0.080117 | 52.6237 | 14.7161 | 14.0826
898 | 0.080117 | 55.6592 | 17.7516 | 16.9875 | 15.5351
899 | 0.39755 | 62.1998 | 24.2922 | 23.2465
900 | -0.39755 | 47.0901 | 9.1825 | 8.7873 | 16.0169
901 | 0.76389 | 70.7088 | 32.8012 | 31.3892
902 | -0.76389 | 41.4234 | 3.5158 | 3.3644 | 17.3768
903 | 1.5356 | 92.6346 | 54.727 | 52.3712
904 | -1.5356 | 31.6188 | 0 | 0 | 26.1856
905 | 1.0568 | 78.341 | 40.4334 | 38.6929
906 | -1.0568 | 37.3878 | 0 | 0 | 19.3465
907 | -2.3918 | 23.4314 | 0 | 0
908 | 2.3918 | 125.0029 | 87.0953 | 83.3462 | 41.6731
909 | -1.7058 | 29.7904 | 0 | 0
910 | 1.7058 | 98.32 | 60.4124 | 57.8119 | 28.9059
911 | -0.078549 | 52.6526 | 14.745 | 14.1103
912 | 0.078549 | 55.6287 | 17.7211 | 16.9583 | 15.5343
913 | 0.67598 | 68.5661 | 30.6585 | 29.3388
914 | -0.67598 | 42.7178 | 4.8102 | 4.6031 | 16.971
915 | 1.3643 | 87.2429 | 49.3353 | 47.2116
916 | -1.3643 | 33.5729 | 0 | 0 | 23.6058
917 | -0.43935 | 46.4062 | 8.4986 | 8.1328
918 | 0.43935 | 63.1165 | 25.2089 | 24.1237 | 16.1282
919 | 0.79124 | 71.3888 | 33.4812 | 32.04
920 | -0.79124 | 41.0287 | 3.1211 | 2.9868 | 17.5134
921 | 0.98866 | 76.4961 | 38.5885 | 36.9274
922 | -0.98866 | 38.2895 | 0.38188 | 0.36544 | 18.6464
923 | 0.49099 | 64.2674 | 26.3598 | 25.2251
924 | -0.49099 | 45.5751 | 7.6675 | 7.3375 | 16.2813
925 | -0.68345 | 42.6062 | 4.6986 | 4.4964
926 | 0.68345 | 68.7457 | 30.8381 | 29.5107 | 17.0035
927 | -0.097931 | 52.2966 | 14.389 | 13.7696
928 | 0.097931 | 56.0074 | 18.0998 | 17.3206 | 15.5451
929 | 2.3105 | 121.4965 | 83.5889 | 79.9908
930 | -2.3105 | 24.1076 | 0 | 0 | 39.9954
931 | 1.4394 | 89.5683 | 51.6607 | 49.4369
932 | -1.4394 | 32.7013 | 0 | 0 | 24.7184
933 | -0.84889 | 40.2092 | 2.3016 | 2.2025
934 | 0.84889 | 72.844 | 34.9364 | 33.4325 | 17.8175
935 | -0.13776 | 51.5726 | 13.665 | 13.0768
936 | 0.13776 | 56.7936 | 18.886 | 18.073 | 15.5749
937 | -0.25708 | 49.4632 | 11.5556 | 11.0582
938 | 0.25708 | 59.2156 | 21.308 | 20.3908 | 15.7245
939 | 0.66855 | 68.3881 | 30.4805 | 29.1685
940 | -0.66855 | 42.829 | 4.9214 | 4.7095 | 16.939
941 | 0.65198 | 67.9927 | 30.0851 | 28.79
942 | -0.65198 | 43.0781 | 5.1705 | 4.9479 | 16.869
943 | -0.40464 | 46.9735 | 9.0659 | 8.6756
944 | 0.40464 | 62.3542 | 24.4466 | 23.3943 | 16.035
945 | 0.66581 | 68.3226 | 30.415 | 29.1057
946 | -0.66581 | 42.8701 | 4.9625 | 4.7489 | 16.9273
947 | 0.079749 | 55.6521 | 17.7445 | 16.9806
948 | -0.079749 | 52.6305 | 14.7229 | 14.0891 | 15.5349
949 | -1.7267 | 29.5731 | 0 | 0
950 | 1.7267 | 99.0424 | 61.1348 | 58.5032 | 29.2516
951 | 1.1405 | 80.6714 | 42.7638 | 40.923
952 | -1.1405 | 36.3077 | 0 | 0 | 20.4615
953 | -1.2994 | 34.3443 | 0 | 0
954 | 1.2994 | 85.2834 | 47.3758 | 45.3365 | 22.6682
955 | 1.5272 | 92.3623 | 54.4547 | 52.1106
956 | -1.5272 | 31.712 | 0 | 0 | 26.0553
957 | -1.0279 | 37.767 | 0 | 0
958 | 1.0279 | 77.5544 | 39.6468 | 37.9402 | 18.9701
959 | 0.83918 | 72.5967 | 34.6891 | 33.1959
960 | -0.83918 | 40.3461 | 2.4385 | 2.3335 | 17.7647
961 | 1.065 | 78.5667 | 40.6591 | 38.9089
962 | -1.065 | 37.2804 | 0 | 0 | 19.4544
963 | 2.0708 | 111.72 | 73.8124 | 70.6351
964 | -2.0708 | 26.2173 | 0 | 0 | 35.3175
965 | 0.32832 | 60.7107 | 22.8031 | 21.8216
966 | -0.32832 | 48.2451 | 10.3375 | 9.8925 | 15.857
967 | -1.0543 | 37.4199 | 0 | 0
968 | 1.0543 | 78.2738 | 40.3662 | 38.6286 | 19.3143
969 | 2.2549 | 119.1538 | 81.2462 | 77.7489
970 | -2.2549 | 24.5816 | 0 | 0 | 38.8744
971 | 1.1798 | 81.7882 | 43.8806 | 41.9917
972 | -1.1798 | 35.8119 | 0 | 0 | 20.9959
973 | 0.28857 | 59.8719 | 21.9643 | 21.0189
974 | -0.28857 | 48.921 | 11.0134 | 10.5393 | 15.7791
975 | 1.2268 | 83.1448 | 45.2372 | 43.2899
976 | -1.2268 | 35.2276 | 0 | 0 | 21.645
977 | -1.3158 | 34.1469 | 0 | 0
978 | 1.3158 | 85.7763 | 47.8687 | 45.8081 | 22.904
979 | -0.5444 | 44.731 | 6.8234 | 6.5297
980 | 0.5444 | 65.4801 | 27.5725 | 26.3857 | 16.4577
981 | 0.049948 | 55.0746 | 17.167 | 16.428
982 | -0.049948 | 53.1823 | 15.2747 | 14.6172 | 15.5226
983 | -0.44498 | 46.3149 | 8.4073 | 8.0454
984 | 0.44498 | 63.2409 | 25.3333 | 24.2428 | 16.1441
985 | 0.97227 | 76.0583 | 38.1507 | 36.5085
986 | -0.97227 | 38.5098 | 0.60224 | 0.57631 | 18.5424
987 | 0.53122 | 65.1788 | 27.2712 | 26.0973
988 | -0.53122 | 44.9378 | 7.0302 | 6.7276 | 16.4124
989 | -0.077336 | 52.6749 | 14.7673 | 14.1317
990 | 0.077336 | 55.6051 | 17.6975 | 16.9357 | 15.5337
991 | -0.9042 | 39.4383 | 1.5307 | 1.4648
992 | 0.9042 | 74.2677 | 36.3601 | 34.795 | 18.1299
993 | 0.92463 | 74.8008 | 36.8932 | 35.3051
994 | -0.92463 | 39.1573 | 1.2497 | 1.1959 | 18.2505
995 | -0.32254 | 48.3428 | 10.4352 | 9.986
996 | 0.32254 | 60.588 | 22.6804 | 21.7041 | 15.8451
997 | 0.64608 | 67.8525 | 29.9449 | 28.6558
998 | -0.64608 | 43.1671 | 5.2595 | 5.0331 | 16.8445
999 | 0.24752 | 59.0179 | 21.1102 | 20.2015
1000 | -0.24752 | 49.629 | 11.7214 | 11.2168 | 15.7092
1001 | 0.7768 | 71.029 | 33.1214 | 31.6957
1002 | -0.7768 | 41.2366 | 3.329 | 3.1857 | 17.4407
1003 | -1.0352 | 37.6709 | 0 | 0
1004 | 1.0352 | 77.7522 | 39.8446 | 38.1294 | 19.0647
1005 | 0.96352 | 75.8258 | 37.9182 | 36.286
1006 | -0.96352 | 38.6279 | 0.72033 | 0.68932 | 18.4877
1007 | -0.3167 | 48.4417 | 10.5341 | 10.0806
1008 | 0.3167 | 60.4643 | 22.5567 | 21.5858 | 15.8332
1009 | 0.61573 | 67.1355 | 29.2279 | 27.9698
1010 | -0.61573 | 43.6281 | 5.7205 | 5.4743 | 16.722
1011 | 0.64292 | 67.7774 | 29.8698 | 28.584
1012 | -0.64292 | 43.2149 | 5.3073 | 5.0789 | 16.8314
1013 | -1.6585 | 30.2876 | 0 | 0
1014 | 1.6585 | 96.7061 | 58.7985 | 56.2674 | 28.1337
1015 | 0.43466 | 63.0129 | 25.1052 | 24.0246
1016 | -0.43466 | 46.4825 | 8.5749 | 8.2058 | 16.1152
1017 | -0.35974 | 47.7176 | 9.81 | 9.3877
1018 | 0.35974 | 61.3819 | 23.4743 | 22.4638 | 15.9258
1019 | 0.24041 | 58.8712 | 20.9636 | 20.0612
1020 | -0.24041 | 49.7526 | 11.845 | 11.3351 | 15.6982
1021 | -0.052967 | 53.1261 | 15.2185 | 14.5634
1022 | 0.052967 | 55.1329 | 17.2252 | 16.4838 | 15.5236
1023 | 0.058832 | 55.2461 | 17.3385 | 16.5922
1024 | -0.058832 | 53.0172 | 15.1096 | 14.4592 | 15.5257
1025 | -0.93259 | 39.0483 | 1.1407 | 1.0916
1026 | 0.93259 | 75.0096 | 37.102 | 35.5049 | 18.2982
1027 | -2.3794 | 23.5332 | 0 | 0
1028 | 2.3794 | 124.4624 | 86.5548 | 82.8289 | 41.4145
1029 | -0.076302 | 52.694 | 14.7864 | 14.1499
1030 | 0.076302 | 55.585 | 17.6774 | 16.9164 | 15.5332
1031 | 0.25962 | 59.2683 | 21.3607 | 20.4412
1032 | -0.25962 | 49.4192 | 11.5116 | 11.0161 | 15.7287
1033 | -0.41309 | 46.8347 | 8.9271 | 8.5429
1034 | 0.41309 | 62.5389 | 24.6313 | 23.5711 | 16.057
1035 | -0.33549 | 48.1241 | 10.2165 | 9.7768
1036 | 0.33549 | 60.8633 | 22.9557 | 21.9676 | 15.8722
1037 | 0.69151 | 68.9399 | 31.0323 | 29.6965
1038 | -0.69151 | 42.4862 | 4.5786 | 4.3815 | 17.039
1039 | 0.16666 | 57.3709 | 19.4633 | 18.6255
1040 | -0.16666 | 51.0537 | 13.1461 | 12.5802 | 15.6028
1041 | -0.4001 | 47.0482 | 9.1405 | 8.7471
1042 | 0.4001 | 62.2553 | 24.3477 | 23.2996 | 16.0233
1043 | 0.11099 | 56.2639 | 18.3563 | 17.5661
1044 | -0.11099 | 52.0582 | 14.1506 | 13.5415 | 15.5538
1045 | 0.060541 | 55.2792 | 17.3716 | 16.6238
1046 | -0.060541 | 52.9855 | 15.0779 | 14.4288 | 15.5263
1047 | 0.50647 | 64.6166 | 26.709 | 25.5593
1048 | -0.50647 | 45.3288 | 7.4212 | 7.1018 | 16.3305
1049 | 1.3747 | 87.564 | 49.6564 | 47.5189
1050 | -1.3747 | 33.4498 | 0 | 0 | 23.7594
1051 | -1.0712 | 37.1996 | 0 | 0
1052 | 1.0712 | 78.7374 | 40.8298 | 39.0722 | 19.5361
1053 | -0.73031 | 41.9131 | 4.0055 | 3.8331
1054 | 0.73031 | 69.8826 | 31.975 | 30.5986 | 17.2158
1055 | 1.6122 | 95.1538 | 57.2462 | 54.782
1056 | -1.6122 | 30.7817 | 0 | 0 | 27.391
1057 | -1.8884 | 27.9453 | 0 | 0
1058 | 1.8884 | 104.8116 | 66.904 | 64.024 | 32.012
1059 | 0.08555 | 55.7652 | 17.8576 | 17.0889
1060 | -0.08555 | 52.5237 | 14.6161 | 13.9869 | 15.5379
1061 | -0.007761 | 53.9734 | 16.0658 | 15.3742
1062 | 0.007761 | 54.2674 | 16.3598 | 15.6556 | 15.5149
1063 | 1.2975 | 85.2277 | 47.3201 | 45.2831
1064 | -1.2975 | 34.3667 | 0 | 0 | 22.6416
1065 | 1.6002 | 94.7524 | 56.8448 | 54.3979
1066 | -1.6002 | 30.9121 | 0 | 0 | 27.1989
1067 | -1.5638 | 31.3076 | 0 | 0
1068 | 1.5638 | 93.5554 | 55.6478 | 53.2524 | 26.6262
1069 | 0.55412 | 65.7034 | 27.7958 | 26.5993
1070 | -0.55412 | 44.579 | 6.6714 | 6.3842 | 16.4918
1071 | 1.2463 | 83.715 | 45.8074 | 43.8356
1072 | -1.2463 | 34.9877 | 0 | 0 | 21.9178
1073 | 0.1833 | 57.706 | 19.7984 | 18.9461
1074 | -0.1833 | 50.7572 | 12.8496 | 12.2965 | 15.6213
1075 | 1.8015 | 101.6711 | 63.7635 | 61.0188
1076 | -1.8015 | 28.8085 | 0 | 0 | 30.5094
1077 | -0.61903 | 43.5777 | 5.6701 | 5.4261
1078 | 0.61903 | 67.2131 | 29.3055 | 28.044 | 16.735
1079 | 0.92166 | 74.7231 | 36.8154 | 35.2307
1080 | -0.92166 | 39.198 | 1.2904 | 1.2349 | 18.2328
1081 | -0.14704 | 51.4055 | 13.4979 | 12.9168
1082 | 0.14704 | 56.9783 | 19.0707 | 18.2497 | 15.5833
1083 | -0.28622 | 48.9613 | 11.0537 | 10.5779
1084 | 0.28622 | 59.8226 | 21.915 | 20.9716 | 15.7748
1085 | -0.42816 | 46.5884 | 8.6808 | 8.3071
1086 | 0.42816 | 62.8697 | 24.9621 | 23.8876 | 16.0973
1087 | 1.227 | 83.1517 | 45.2441 | 43.2965
1088 | -1.227 | 35.2247 | 0 | 0 | 21.6482
1089 | 3.1763 | 164.5001 | 126.5925 | 121.1432
1090 | -3.1763 | 17.8054 | 0 | 0 | 60.5716
1091 | -0.76383 | 41.4243 | 3.5167 | 3.3653
1092 | 0.76383 | 70.7072 | 32.7996 | 31.3877 | 17.3765
1093 | 0.2888 | 59.8767 | 21.9691 | 21.0234
1094 | -0.2888 | 48.9171 | 11.0095 | 10.5356 | 15.7795
1095 | -0.6166 | 43.6148 | 5.7072 | 5.4615
1096 | 0.6166 | 67.156 | 29.2484 | 27.9894 | 16.7254
1097 | 0.99634 | 76.7019 | 38.7943 | 37.1243
1098 | -0.99634 | 38.1868 | 0.27915 | 0.26713 | 18.6957
1099 | -1.5801 | 31.1295 | 0 | 0
1100 | 1.5801 | 94.0906 | 56.183 | 53.7645 | 26.8823
1101 | 0.64486 | 67.8234 | 29.9158 | 28.628
1102 | -0.64486 | 43.1856 | 5.278 | 5.0508 | 16.8394
1103 | -1.6453 | 30.4281 | 0 | 0
1104 | 1.6453 | 96.2595 | 58.3519 | 55.8401 | 27.92
1105 | 1.1961 | 82.2557 | 44.3481 | 42.4391
1106 | -1.1961 | 35.6084 | 0 | 0 | 21.2195
1107 | -0.20035 | 50.4551 | 12.5475 | 12.0074
1108 | 0.20035 | 58.0515 | 20.1439 | 19.2768 | 15.6421
1109 | -0.96959 | 38.546 | 0.6384 | 0.61092
1110 | 0.96959 | 75.987 | 38.0794 | 36.4402 | 18.5256
1111 | 0.90556 | 74.3033 | 36.3957 | 34.829
1112 | -0.90556 | 39.4195 | 1.5119 | 1.4468 | 18.1379
1113 | 1.0501 | 78.1597 | 40.2521 | 38.5194
1114 | -1.0501 | 37.4745 | 0 | 0 | 19.2597
1115 | -0.25469 | 49.5046 | 11.597 | 11.0978
1116 | 0.25469 | 59.1661 | 21.2585 | 20.3434 | 15.7206
1117 | -0.11113 | 52.0556 | 14.148 | 13.539
1118 | 0.11113 | 56.2667 | 18.3591 | 17.5688 | 15.5539
1119 | 1.7329 | 99.2595 | 61.3519 | 58.711
1120 | -1.7329 | 29.5084 | 0 | 0 | 29.3555
1121 | -0.82813 | 40.5025 | 2.5948 | 2.4831
1122 | 0.82813 | 72.3165 | 34.4089 | 32.9277 | 17.7054
1123 | 1.8768 | 104.3859 | 66.4783 | 63.6167
1124 | -1.8768 | 28.0593 | 0 | 0 | 31.8083
1125 | -0.58432 | 44.1104 | 6.2028 | 5.9358
1126 | 0.58432 | 66.4015 | 28.4939 | 27.2673 | 16.6015
1127 | 2.1155 | 113.4799 | 75.5722 | 72.3192
1128 | -2.1155 | 25.8107 | 0 | 0 | 36.1596
1129 | -0.98072 | 38.3961 | 0.48847 | 0.46745
1130 | 0.98072 | 76.2837 | 38.3761 | 36.7242 | 18.5958
1131 | 0.19844 | 58.0127 | 20.1051 | 19.2397
1132 | -0.19844 | 50.4889 | 12.5813 | 12.0397 | 15.6397
1133 | -1.3524 | 33.7127 | 0 | 0
1134 | 1.3524 | 86.881 | 48.9734 | 46.8653 | 23.4326
1135 | -1.4898 | 32.1298 | 0 | 0
1136 | 1.4898 | 91.1614 | 53.2538 | 50.9614 | 25.4807
1137 | -1.7255 | 29.5851 | 0 | 0
1138 | 1.7255 | 99.0024 | 61.0948 | 58.4649 | 29.2325
1139 | -0.36362 | 47.6527 | 9.7451 | 9.3256
1140 | 0.36362 | 61.4655 | 23.5579 | 22.5438 | 15.9347
1141 | 0.47896 | 63.9973 | 26.0897 | 24.9667
1142 | -0.47896 | 45.7674 | 7.8598 | 7.5215 | 16.2441
1143 | 0.83046 | 72.3755 | 34.4679 | 32.9841
1144 | -0.83046 | 40.4695 | 2.5618 | 2.4516 | 17.7179
1145 | 0.003738 | 54.191 | 16.2834 | 15.5825
1146 | -0.003738 | 54.0494 | 16.1418 | 15.447 | 15.5147
1147 | -0.73698 | 41.8154 | 3.9078 | 3.7396
1148 | 0.73698 | 70.0458 | 32.1382 | 30.7548 | 17.2472
1149 | 0.34447 | 61.0549 | 23.1473 | 22.1509
1150 | -0.34447 | 47.9731 | 10.0655 | 9.6322 | 15.8916
1151 | 0.40456 | 62.3526 | 24.445 | 23.3927
1152 | -0.40456 | 46.9747 | 9.0671 | 8.6768 | 16.0348
1153 | 0.31217 | 60.3685 | 22.4609 | 21.494
1154 | -0.31217 | 48.5186 | 10.611 | 10.1542 | 15.8241
1155 | 0.33409 | 60.8334 | 22.9258 | 21.9389
1156 | -0.33409 | 48.1478 | 10.2402 | 9.7994 | 15.8692
1157 | 1.5067 | 91.7029 | 53.7953 | 51.4796
1158 | -1.5067 | 31.9401 | 0 | 0 | 25.7398
1159 | -0.60736 | 43.7561 | 5.8485 | 5.5968
1160 | 0.60736 | 66.9391 | 29.0315 | 27.7818 | 16.6893
1161 | -1.0928 | 36.9196 | 0 | 0
1162 | 1.0928 | 79.3345 | 41.4269 | 39.6436 | 19.8218
1163 | 0.68538 | 68.7923 | 30.8847 | 29.5552
1164 | -0.68538 | 42.5774 | 4.6698 | 4.4688 | 17.012
1165 | 0.28802 | 59.8602 | 21.9526 | 21.0077
1166 | -0.28802 | 48.9306 | 11.023 | 10.5485 | 15.7781
1167 | -0.20154 | 50.4342 | 12.5266 | 11.9874
1168 | 0.20154 | 58.0756 | 20.168 | 19.2998 | 15.6436
1169 | -0.90651 | 39.4064 | 1.4988 | 1.4343
1170 | 0.90651 | 74.3278 | 36.4202 | 34.8525 | 18.1434
1171 | 0.75746 | 70.5498 | 32.6422 | 31.2371
1172 | -0.75746 | 41.5167 | 3.6091 | 3.4537 | 17.3454
1173 | 0.47167 | 63.8343 | 25.9267 | 24.8107
1174 | -0.47167 | 45.8843 | 7.9767 | 7.6334 | 16.222
1175 | -0.14306 | 51.477 | 13.5694 | 12.9853
1176 | 0.14306 | 56.8991 | 18.9915 | 18.174 | 15.5796
1177 | -1.0186 | 37.891 | 0 | 0
1178 | 1.0186 | 77.3005 | 39.3929 | 37.6972 | 18.8486
1179 | 0.72747 | 69.8131 | 31.9055 | 30.5321
1180 | -0.72747 | 41.9548 | 4.0472 | 3.873 | 17.2025
1181 | 0.20676 | 58.1819 | 20.2743 | 19.4016
1182 | -0.20676 | 50.342 | 12.4344 | 11.8992 | 15.6504
1183 | 0.93984 | 75.2001 | 37.2925 | 35.6872
1184 | -0.93984 | 38.9493 | 1.0417 | 0.9969 | 18.3421
1185 | 1.7066 | 98.3483 | 60.4407 | 57.839
1186 | -1.7066 | 29.7818 | 0 | 0 | 28.9195
1187 | -0.000465 | 54.1114 | 16.2038 | 15.5063
1188 | 0.000465 | 54.129 | 16.2214 | 15.5231 | 15.5147
1189 | -0.6175 | 43.6011 | 5.6935 | 5.4484
1190 | 0.6175 | 67.177 | 29.2694 | 28.0095 | 16.729
1191 | -1.2146 | 35.3786 | 0 | 0
1192 | 1.2146 | 82.7899 | 44.8823 | 42.9503 | 21.4751
1193 | 0.17604 | 57.5595 | 19.6519 | 18.806
1194 | -0.17604 | 50.8864 | 12.9787 | 12.4201 | 15.613
1195 | 1.253 | 83.911 | 46.0034 | 44.0231
1196 | -1.253 | 34.906 | 0 | 0 | 22.0116
1197 | 0.85599 | 73.0251 | 35.1175 | 33.6058
1198 | -0.85599 | 40.1094 | 2.2018 | 2.1071 | 17.8564
1199 | -1.0215 | 37.8519 | 0 | 0
1200 | 1.0215 | 77.3804 | 39.4728 | 37.7736 | 18.8868
1201 | 0.26548 | 59.39 | 21.4824 | 20.5577
1202 | -0.26548 | 49.318 | 11.4104 | 10.9192 | 15.7384
1203 | 1.0416 | 77.9267 | 40.0191 | 38.2965
1204 | -1.0416 | 37.5865 | 0 | 0 | 19.1482
1205 | 0.31262 | 60.378 | 22.4704 | 21.5031
1206 | -0.31262 | 48.511 | 10.6034 | 10.1469 | 15.825
1207 | -1.2293 | 35.1962 | 0 | 0
1208 | 1.2293 | 83.2191 | 45.3114 | 43.361 | 21.6805
1209 | -0.4265 | 46.6155 | 8.7079 | 8.3331
1210 | 0.4265 | 62.8331 | 24.9255 | 23.8525 | 16.0928
1211 | 2.0608 | 111.3303 | 73.4227 | 70.2622
1212 | -2.0608 | 26.309 | 0 | 0 | 35.1311
1213 | -1.2988 | 34.3507 | 0 | 0
1214 | 1.2988 | 85.2675 | 47.3599 | 45.3213 | 22.6606
1215 | -0.3878 | 47.2512 | 9.3436 | 8.9414
1216 | 0.3878 | 61.9877 | 24.0801 | 23.0436 | 15.9925
1217 | -0.62906 | 43.4251 | 5.5175 | 5.28
1218 | 0.62906 | 67.4493 | 29.5417 | 28.2701 | 16.775
1219 | -1.1421 | 36.2872 | 0 | 0
1220 | 1.1421 | 80.717 | 42.8093 | 40.9666 | 20.4833
1221 | -1.218 | 35.3357 | 0 | 0
1222 | 1.218 | 82.8906 | 44.983 | 43.0467 | 21.5233
1223 | 0.61896 | 67.2115 | 29.3038 | 28.0424
1224 | -0.61896 | 43.5788 | 5.6712 | 5.4271 | 16.7348
1225 | -0.43669 | 46.4495 | 8.5419 | 8.1742
1226 | 0.43669 | 63.0576 | 25.15 | 24.0674 | 16.1208
1227 | 0.63157 | 67.5086 | 29.601 | 28.3268
1228 | -0.63157 | 43.387 | 5.4794 | 5.2435 | 16.7852
1229 | 0.22911 | 58.6387 | 20.7311 | 19.8387
1230 | -0.22911 | 49.9499 | 12.0422 | 11.5239 | 15.6813
1231 | -1.7369 | 29.4671 | 0 | 0
1232 | 1.7369 | 99.3987 | 61.4911 | 58.8442 | 29.4221
1233 | 2.2448 | 118.7356 | 80.828 | 77.3487
1234 | -2.2448 | 24.6682 | 0 | 0 | 38.6744
1235 | 0.28883 | 59.8773 | 21.9697 | 21.024
1236 | -0.28883 | 48.9166 | 11.009 | 10.5351 | 15.7796
1237 | 0.53849 | 65.3448 | 27.4372 | 26.2561
1238 | -0.53849 | 44.8237 | 6.9161 | 6.6184 | 16.4373
1239 | -0.39696 | 47.0999 | 9.1923 | 8.7966
1240 | 0.39696 | 62.1869 | 24.2793 | 23.2341 | 16.0154
1241 | -0.31041 | 48.5486 | 10.641 | 10.1829
1242 | 0.31041 | 60.3312 | 22.4236 | 21.4584 | 15.8206
1243 | 0.86705 | 73.3084 | 35.4008 | 33.877
1244 | -0.86705 | 39.9544 | 2.0468 | 1.9587 | 17.9178
1245 | -0.20546 | 50.365 | 12.4574 | 11.9211
1246 | 0.20546 | 58.1554 | 20.2478 | 19.3762 | 15.6487
1247 | 2.0176 | 109.6574 | 71.7498 | 68.6613
1248 | -2.0176 | 26.7104 | 0 | 0 | 34.3306
1249 | 0.49987 | 64.4674 | 26.5598 | 25.4165
1250 | -0.49987 | 45.4337 | 7.5261 | 7.2021 | 16.3093
1251 | 0.00122 | 54.1433 | 16.2357 | 15.5368
1252 | -0.00122 | 54.0971 | 16.1895 | 15.4926 | 15.5147
1253 | -2.6204 | 21.6296 | 0 | 0
1254 | 2.6204 | 135.416 | 97.5084 | 93.311 | 46.6555
1255 | 0.32829 | 60.71 | 22.8024 | 21.8208
1256 | -0.32829 | 48.2457 | 10.3381 | 9.8931 | 15.857
1257 | 0.38044 | 61.8284 | 23.9208 | 22.8911
1258 | -0.38044 | 47.373 | 9.4654 | 9.0579 | 15.9745
1259 | -2.4647 | 22.8409 | 0 | 0
1260 | 2.4647 | 128.2344 | 90.3268 | 86.4386 | 43.2193
1261 | -0.23712 | 49.8099 | 11.9023 | 11.39
1262 | 0.23712 | 58.8035 | 20.8959 | 19.9964 | 15.6932
1263 | 1.7783 | 100.8476 | 62.94 | 60.2307
1264 | -1.7783 | 29.0438 | 0 | 0 | 30.1153
1265 | -0.79829 | 40.9277 | 3.0201 | 2.8901
1266 | 0.79829 | 71.5651 | 33.6575 | 32.2086 | 17.5494
1267 | 0.23648 | 58.7902 | 20.8826 | 19.9837
1268 | -0.23648 | 49.8212 | 11.9136 | 11.4007 | 15.6922
1269 | 0.4293 | 62.8948 | 24.9872 | 23.9116
1270 | -0.4293 | 46.5698 | 8.6622 | 8.2893 | 16.1004
1271 | -0.60002 | 43.8687 | 5.9611 | 5.7045
1272 | 0.60002 | 66.7673 | 28.8597 | 27.6174 | 16.6609
1273 | -0.21396 | 50.2154 | 12.3078 | 11.778
1274 | 0.21396 | 58.3287 | 20.4211 | 19.542 | 15.66
1275 | 1.112 | 79.8707 | 41.9631 | 40.1567
1276 | -1.112 | 36.6717 | 0 | 0 | 20.0784
1277 | -0.8686 | 39.9328 | 2.0252 | 1.938
1278 | 0.8686 | 73.3482 | 35.4405 | 33.915 | 17.9265
1279 | -0.63566 | 43.3248 | 5.4172 | 5.184
1280 | 0.63566 | 67.6055 | 29.6979 | 28.4195 | 16.8018
1281 | 1.0619 | 78.4831 | 40.5755 | 38.8289
1282 | -1.0619 | 37.3201 | 0 | 0 | 19.4145
1283 | 0.85618 | 73.0301 | 35.1225 | 33.6106
1284 | -0.85618 | 40.1067 | 2.1991 | 2.1044 | 17.8575
1285 | -0.67073 | 42.7963 | 4.8887 | 4.6782
1286 | 0.67073 | 68.4404 | 30.5328 | 29.2185 | 16.9484
1287 | -0.77362 | 41.2825 | 3.3749 | 3.2296
1288 | 0.77362 | 70.95 | 33.0424 | 31.6201 | 17.4249
1289 | -1.67 | 30.1661 | 0 | 0
1290 | 1.67 | 97.0957 | 59.1881 | 56.6403 | 28.3202
1291 | 0.20913 | 58.2302 | 20.3226 | 19.4478
1292 | -0.20913 | 50.3003 | 12.3927 | 11.8592 | 15.6535
1293 | 1.722 | 98.8793 | 60.9717 | 58.3471
1294 | -1.722 | 29.6219 | 0 | 0 | 29.1736
1295 | 1.1038 | 79.6427 | 41.7351 | 39.9385
1296 | -1.1038 | 36.7767 | 0 | 0 | 19.9693
1297 | -0.30558 | 48.6307 | 10.7231 | 10.2615
1298 | 0.30558 | 60.2293 | 22.3217 | 21.3608 | 15.8112
1299 | -0.74476 | 41.7016 | 3.794 | 3.6307
1300 | 0.74476 | 70.2369 | 32.3293 | 30.9377 | 17.2842
1301 | -0.21873 | 50.1316 | 12.224 | 11.6978
1302 | 0.21873 | 58.4261 | 20.5185 | 19.6352 | 15.6665
1303 | 0.92534 | 74.8192 | 36.9116 | 35.3227
1304 | -0.92534 | 39.1476 | 1.24 | 1.1867 | 18.2547
1305 | -1.6291 | 30.6006 | 0 | 0
1306 | 1.6291 | 95.7168 | 57.8092 | 55.3208 | 27.6604
1307 | -1.6185 | 30.7146 | 0 | 0
1308 | 1.6185 | 95.3618 | 57.4542 | 54.981 | 27.4905
1309 | -0.28208 | 49.0324 | 11.1248 | 10.6459
1310 | 0.28208 | 59.7359 | 21.8283 | 20.8887 | 15.7673
1311 | 0.050441 | 55.0841 | 17.1765 | 16.4371
1312 | -0.050441 | 53.1731 | 15.2655 | 14.6084 | 15.5228
1313 | -0.80993 | 40.7612 | 2.8536 | 2.7308
1314 | 0.80993 | 71.8574 | 33.9498 | 32.4884 | 17.6096
1315 | -1.1207 | 36.5604 | 0 | 0
1316 | 1.1207 | 80.1138 | 42.2062 | 40.3894 | 20.1947
1317 | -0.32357 | 48.3254 | 10.4178 | 9.9694
1318 | 0.32357 | 60.6098 | 22.7022 | 21.725 | 15.8472
1319 | 0.27278 | 59.5419 | 21.6343 | 20.703
1320 | -0.27278 | 49.1922 | 11.2846 | 10.7988 | 15.7509
1321 | 0.43845 | 63.0966 | 25.189 | 24.1047
1322 | -0.43845 | 46.4208 | 8.5132 | 8.1468 | 16.1257
1323 | 0.20652 | 58.1769 | 20.2693 | 19.3968
1324 | -0.20652 | 50.3463 | 12.4387 | 11.9033 | 15.65
1325 | -0.29532 | 48.8057 | 10.8981 | 10.4289
1326 | 0.29532 | 60.0134 | 22.1058 | 21.1543 | 15.7916
1327 | 0.11095 | 56.2632 | 18.3556 | 17.5655
1328 | -0.11095 | 52.0588 | 14.1512 | 13.5421 | 15.5538
1329 | -0.28355 | 49.0071 | 11.0995 | 10.6217
1330 | 0.28355 | 59.7667 | 21.8591 | 20.9182 | 15.7699
1331 | -2.3206 | 24.0228 | 0 | 0
1332 | 2.3206 | 121.9258 | 84.0182 | 80.4015 | 40.2008
1333 | 0.90204 | 74.2118 | 36.3042 | 34.7414
1334 | -0.90204 | 39.4681 | 1.5604 | 1.4933 | 18.1174
1335 | -0.086704 | 52.5025 | 14.5949 | 13.9666
1336 | 0.086704 | 55.7877 | 17.8801 | 17.1104 | 15.5385
1337 | -0.52554 | 45.0272 | 7.1196 | 6.8131
1338 | 0.52554 | 65.0494 | 27.1418 | 25.9735 | 16.3933
1339 | -0.33153 | 48.191 | 10.2834 | 9.8407
1340 | 0.33153 | 60.7789 | 22.8713 | 21.8868 | 15.8637
1341 | 0.67233 | 68.4788 | 30.5712 | 29.2552
1342 | -0.67233 | 42.7723 | 4.8647 | 4.6553 | 16.9553
1343 | 0.92226 | 74.7388 | 36.8312 | 35.2458
1344 | -0.92226 | 39.1897 | 1.2821 | 1.2269 | 18.2364
1345 | -1.709 | 29.7573 | 0 | 0
1346 | 1.709 | 98.4296 | 60.522 | 57.9167 | 28.9584
1347 | -1.3947 | 33.217 | 0 | 0
1348 | 1.3947 | 88.1777 | 50.2701 | 48.1062 | 24.0531
1349 | 1.7963 | 101.4848 | 63.5772 | 60.8404
1350 | -1.7963 | 28.8614 | 0 | 0 | 30.4202
1351 | 0.74875 | 70.3349 | 32.4273 | 31.0314
1352 | -0.74875 | 41.6435 | 3.7359 | 3.5751 | 17.3033
1353 | 0.40861 | 62.4409 | 24.5333 | 23.4772
1354 | -0.40861 | 46.9083 | 9.0007 | 8.6132 | 16.0452
1355 | -0.32657 | 48.2748 | 10.3672 | 9.9209
1356 | 0.32657 | 60.6734 | 22.7658 | 21.7858 | 15.8534
1357 | 0.2905 | 59.9122 | 22.0046 | 21.0574
1358 | -0.2905 | 48.8881 | 10.9805 | 10.5078 | 15.7826
1359 | -0.81667 | 40.6652 | 2.7576 | 2.6389
1360 | 0.81667 | 72.0271 | 34.1195 | 32.6508 | 17.6448
1361 | 0.72673 | 69.795 | 31.8874 | 30.5147
1362 | -0.72673 | 41.9657 | 4.0581 | 3.8834 | 17.1991
1363 | -0.20678 | 50.3417 | 12.4341 | 11.8988
1364 | 0.20678 | 58.1823 | 20.2747 | 19.402 | 15.6504
1365 | 0.34625 | 61.0928 | 23.1852 | 22.1871
1366 | -0.34625 | 47.9434 | 10.0358 | 9.6038 | 15.8955
1367 | -1.6125 | 30.7794 | 0 | 0
1368 | 1.6125 | 95.1608 | 57.2532 | 54.7886 | 27.3943
1369 | -0.26543 | 49.3189 | 11.4113 | 10.92
1370 | 0.26543 | 59.3889 | 21.4813 | 20.5567 | 15.7383
1371 | 0.34049 | 60.9699 | 23.0622 | 22.0695
1372 | -0.34049 | 48.0401 | 10.1324 | 9.6963 | 15.8829
1373 | -0.73031 | 41.9131 | 4.0055 | 3.833
1374 | 0.73031 | 69.8826 | 31.975 | 30.5986 | 17.2158
1375 | -1.5984 | 30.9313 | 0 | 0
1376 | 1.5984 | 94.6937 | 56.7861 | 54.3417 | 27.1708
1377 | -0.27526 | 49.1496 | 11.242 | 10.758
1378 | 0.27526 | 59.5935 | 21.6859 | 20.7524 | 15.7552
1379 | -1.3179 | 34.1217 | 0 | 0
1380 | 1.3179 | 85.8396 | 47.932 | 45.8687 | 22.9344
1381 | 1.1287 | 80.3391 | 42.4315 | 40.605
1382 | -1.1287 | 36.4579 | 0 | 0 | 20.3025
1383 | -0.22254 | 50.0648 | 12.1572 | 11.6339
1384 | 0.22254 | 58.504 | 20.5964 | 19.7098 | 15.6719
1385 | -1.7604 | 29.2267 | 0 | 0
1386 | 1.7604 | 100.2164 | 62.3088 | 59.6267 | 29.8133
1387 | -0.6331 | 43.3637 | 5.4561 | 5.2212
1388 | 0.6331 | 67.5449 | 29.6373 | 28.3615 | 16.7914
1389 | -0.27337 | 49.182 | 11.2743 | 10.789
1390 | 0.27337 | 59.5543 | 21.6467 | 20.7149 | 15.7519
1391 | -0.08183 | 52.5921 | 14.6845 | 14.0524
1392 | 0.08183 | 55.6926 | 17.785 | 17.0195 | 15.5359
1393 | 0.29241 | 59.9524 | 22.0448 | 21.0959
1394 | -0.29241 | 48.8553 | 10.9477 | 10.4765 | 15.7862
1395 | -0.85076 | 40.1829 | 2.2753 | 2.1774
1396 | 0.85076 | 72.8916 | 34.984 | 33.478 | 17.8277
1397 | 2.0387 | 110.4697 | 72.5621 | 69.4386
1398 | -2.0387 | 26.514 | 0 | 0 | 34.7193
1399 | 0.29359 | 59.9771 | 22.0695 | 21.1195
1400 | -0.29359 | 48.8352 | 10.9276 | 10.4572 | 15.7884
1401 | -0.64041 | 43.2529 | 5.3453 | 5.1152
1402 | 0.64041 | 67.7178 | 29.8102 | 28.527 | 16.8211
1403 | -0.37677 | 47.4339 | 9.5263 | 9.1162
1404 | 0.37677 | 61.749 | 23.8414 | 22.8151 | 15.9657
1405 | 0.25782 | 59.2309 | 21.3233 | 20.4054
1406 | -0.25782 | 49.4505 | 11.5429 | 11.046 | 15.7257
1407 | -1.8087 | 28.7363 | 0 | 0
1408 | 1.8087 | 101.9265 | 64.0189 | 61.2632 | 30.6316
1409 | -0.10014 | 52.2561 | 14.3485 | 13.7309
1410 | 0.10014 | 56.0507 | 18.1431 | 17.3621 | 15.5465
1411 | 0.71528 | 69.5159 | 31.6083 | 30.2477
1412 | -0.71528 | 42.1342 | 4.2265 | 4.0446 | 17.1462
1413 | -0.51687 | 45.1642 | 7.2566 | 6.9442
1414 | 0.51687 | 64.8522 | 26.9446 | 25.7847 | 16.3645
1415 | -0.53644 | 44.8558 | 6.9482 | 6.6491
1416 | 0.53644 | 65.2981 | 27.3905 | 26.2114 | 16.4302
1417 | -0.14868 | 51.3759 | 13.4682 | 12.8885
1418 | 0.14868 | 57.0111 | 19.1035 | 18.2812 | 15.5848
1419 | 0.002145 | 54.1608 | 16.2532 | 15.5536
1420 | -0.002145 | 54.0796 | 16.172 | 15.4758 | 15.5147
1421 | 0.23726 | 58.8063 | 20.8987 | 19.9991
1422 | -0.23726 | 49.8075 | 11.8999 | 11.3876 | 15.6934
1423 | -0.7121 | 42.1811 | 4.2735 | 4.0896
1424 | 0.7121 | 69.4385 | 31.5309 | 30.1736 | 17.1316
1425 | 0.95957 | 75.7211 | 37.8135 | 36.1858
1426 | -0.95957 | 38.6813 | 0.77374 | 0.74043 | 18.4631
1427 | 0.91068 | 74.4363 | 36.5287 | 34.9563
1428 | -0.91068 | 39.349 | 1.4414 | 1.3794 | 18.1678
1429 | -1.4546 | 32.5282 | 0 | 0
1430 | 1.4546 | 90.0447 | 52.1371 | 49.8928 | 24.9464
1431 | 1.3276 | 86.1294 | 48.2218 | 46.1461
1432 | -1.3276 | 34.0069 | 0 | 0 | 23.073
1433 | -0.51599 | 45.1779 | 7.2703 | 6.9574
1434 | 0.51599 | 64.8324 | 26.9248 | 25.7658 | 16.3616
1435 | 0.72308 | 69.706 | 31.7984 | 30.4296
1436 | -0.72308 | 42.0192 | 4.1116 | 3.9346 | 17.1821
1437 | 1.0354 | 77.7586 | 39.851 | 38.1356
1438 | -1.0354 | 37.6678 | 0 | 0 | 19.0678
1439 | 1.7298 | 99.1497 | 61.2421 | 58.6059
1440 | -1.7298 | 29.5411 | 0 | 0 | 29.3029
1441 | 1.0255 | 77.4874 | 39.5798 | 37.8761
1442 | -1.0255 | 37.7996 | 0 | 0 | 18.938
1443 | -1.0497 | 37.4807 | 0 | 0
1444 | 1.0497 | 78.1468 | 40.2392 | 38.5071 | 19.2536
1445 | -1.6352 | 30.5354 | 0 | 0
1446 | 1.6352 | 95.9212 | 58.0136 | 55.5163 | 27.7582
1447 | -0.53743 | 44.8404 | 6.9328 | 6.6343
1448 | 0.53743 | 65.3205 | 27.4129 | 26.2329 | 16.4336
1449 | 1.7783 | 100.8478 | 62.9402 | 60.2309
1450 | -1.7783 | 29.0437 | 0 | 0 | 30.1154
1451 | 0.59017 | 66.5375 | 28.6299 | 27.3975
1452 | -0.59017 | 44.0202 | 6.1126 | 5.8495 | 16.6235
1453 | 0.44947 | 63.3404 | 25.4328 | 24.338
1454 | -0.44947 | 46.2421 | 8.3345 | 7.9758 | 16.1569
1455 | 0.96522 | 75.8709 | 37.9632 | 36.3291
1456 | -0.96522 | 38.605 | 0.69741 | 0.66738 | 18.4982
1457 | 0.92467 | 74.8017 | 36.8941 | 35.306
1458 | -0.92467 | 39.1568 | 1.2492 | 1.1954 | 18.2507
1459 | 0.63995 | 67.7071 | 29.7995 | 28.5167
1460 | -0.63995 | 43.2598 | 5.3522 | 5.1218 | 16.8193
1461 | 0.61637 | 67.1505 | 29.2429 | 27.9841
1462 | -0.61637 | 43.6184 | 5.7108 | 5.4649 | 16.7245
1463 | 0.089692 | 55.8461 | 17.9385 | 17.1663
1464 | -0.089692 | 52.4476 | 14.54 | 13.9141 | 15.5402
1465 | 0.37496 | 61.7099 | 23.8023 | 22.7777
1466 | -0.37496 | 47.4639 | 9.5563 | 9.145 | 15.9613
1467 | 0.81259 | 71.9241 | 34.0165 | 32.5523
1468 | -0.81259 | 40.7234 | 2.8158 | 2.6946 | 17.6234
1469 | 0.63417 | 67.5702 | 29.6626 | 28.3858
1470 | -0.63417 | 43.3474 | 5.4398 | 5.2056 | 16.7957
1471 | -0.2189 | 50.1287 | 12.2211 | 11.695
1472 | 0.2189 | 58.4295 | 20.5219 | 19.6385 | 15.6668
1473 | -1.1585 | 36.0797 | 0 | 0
1474 | 1.1585 | 81.1812 | 43.2736 | 41.4109 | 20.7054
1475 | 0.17646 | 57.5681 | 19.6605 | 18.8142
1476 | -0.17646 | 50.8788 | 12.9712 | 12.4128 | 15.6135
1477 | -0.8963 | 39.5475 | 1.6399 | 1.5693
1478 | 0.8963 | 74.0628 | 36.1552 | 34.5988 | 18.0841
1479 | 0.67276 | 68.4891 | 30.5815 | 29.2651
1480 | -0.67276 | 42.7659 | 4.8582 | 4.6491 | 16.9571
1481 | -0.25938 | 49.4234 | 11.5158 | 11.0201
1482 | 0.25938 | 59.2633 | 21.3557 | 20.4364 | 15.7283
1483 | 1.9698 | 107.8404 | 69.9328 | 66.9225
1484 | -1.9698 | 27.1605 | 0 | 0 | 33.4613
1485 | 0.91875 | 74.647 | 36.7394 | 35.1579
1486 | -0.91875 | 39.2379 | 1.3303 | 1.2731 | 18.2155
1487 | 0.36072 | 61.4031 | 23.4955 | 22.4841
1488 | -0.36072 | 47.7011 | 9.7935 | 9.3719 | 15.928
1489 | 0.35465 | 61.2728 | 23.3652 | 22.3594
1490 | -0.35465 | 47.8025 | 9.8949 | 9.469 | 15.9142
1491 | 0.58987 | 66.5307 | 28.6231 | 27.391
1492 | -0.58987 | 44.0247 | 6.1171 | 5.8538 | 16.6224
1493 | -0.12048 | 51.8855 | 13.9779 | 13.3762
1494 | 0.12048 | 56.4511 | 18.5435 | 17.7453 | 15.5608
1495 | -0.32469 | 48.3065 | 10.3988 | 9.9512
1496 | 0.32469 | 60.6336 | 22.726 | 21.7477 | 15.8495
1497 | 0.46894 | 63.7734 | 25.8658 | 24.7524
1498 | -0.46894 | 45.9282 | 8.0206 | 7.6753 | 16.2138
1499 | -2.0386 | 26.5143 | 0 | 0
1500 | 2.0386 | 110.4685 | 72.5609 | 69.4374 | 34.7187
1501 | 0.28791 | 59.858 | 21.9504 | 21.0055
1502 | -0.28791 | 48.9324 | 11.0248 | 10.5502 | 15.7779
1503 | 1.082 | 79.0373 | 41.1297 | 39.3592
1504 | -1.082 | 37.0584 | 0 | 0 | 19.6796
1505 | -0.1427 | 51.4835 | 13.5759 | 12.9916
1506 | 0.1427 | 56.8919 | 18.9843 | 18.1671 | 15.5793
1507 | 1.1567 | 81.131 | 43.2233 | 41.3628
1508 | -1.1567 | 36.1021 | 0 | 0 | 20.6814
1509 | -0.069196 | 52.8252 | 14.9176 | 14.2755
1510 | 0.069196 | 55.4469 | 17.5393 | 16.7843 | 15.5299
1511 | -0.56228 | 44.4519 | 6.5443 | 6.2626
1512 | 0.56228 | 65.8913 | 27.9837 | 26.7791 | 16.5209
1513 | 0.94208 | 75.2589 | 37.3513 | 35.7435
1514 | -0.94208 | 38.9189 | 1.0113 | 0.96778 | 18.3556
1515 | -1.3283 | 33.9983 | 0 | 0
1516 | 1.3283 | 86.1512 | 48.2436 | 46.1669 | 23.0834
1517 | -1.4519 | 32.5583 | 0 | 0
1518 | 1.4519 | 89.9614 | 52.0538 | 49.8131 | 24.9066
1519 | 0.56801 | 66.0236 | 28.116 | 26.9057
1520 | -0.56801 | 44.3629 | 6.4553 | 6.1774 | 16.5415
1521 | -0.7795 | 41.1977 | 3.2901 | 3.1484
1522 | 0.7795 | 71.0961 | 33.1885 | 31.7599 | 17.4542
1523 | 0.61286 | 67.068 | 29.1604 | 27.9052
1524 | -0.61286 | 43.672 | 5.7644 | 5.5163 | 16.7107
1525 | -0.006274 | 54.0015 | 16.0939 | 15.4011
1526 | 0.006274 | 54.2392 | 16.3316 | 15.6285 | 15.5148
1527 | 2.2172 | 117.5918 | 79.6842 | 76.2541
1528 | -2.2172 | 24.9081 | 0 | 0 | 38.1271
1529 | 0.36701 | 61.5383 | 23.6307 | 22.6134
1530 | -0.36701 | 47.5963 | 9.6887 | 9.2717 | 15.9426
1531 | -2.424 | 23.1689 | 0 | 0
1532 | 2.424 | 126.4193 | 88.5117 | 84.7017 | 42.3508
1533 | 0.48785 | 64.197 | 26.2894 | 25.1577
1534 | -0.48785 | 45.6251 | 7.7175 | 7.3853 | 16.2715
1535 | 1.3101 | 85.6055 | 47.6978 | 45.6446
1536 | -1.3101 | 34.2151 | 0 | 0 | 22.8223
1537 | -0.88017 | 39.7714 | 1.8638 | 1.7836
1538 | 0.88017 | 73.6457 | 35.7381 | 34.1997 | 17.9916
1539 | -0.099676 | 52.2647 | 14.3571 | 13.7391
1540 | 0.099676 | 56.0416 | 18.134 | 17.3534 | 15.5462
1541 | 0.23278 | 58.7142 | 20.8066 | 19.9109
1542 | -0.23278 | 49.8857 | 11.9781 | 11.4624 | 15.6867
1543 | -0.45495 | 46.1535 | 8.2459 | 7.891
1544 | 0.45495 | 63.462 | 25.5544 | 24.4544 | 16.1727
1545 | 1.6427 | 96.1726 | 58.265 | 55.757
1546 | -1.6427 | 30.4556 | 0 | 0 | 27.8785
1547 | 0.41759 | 62.6375 | 24.7299 | 23.6654
1548 | -0.41759 | 46.761 | 8.8534 | 8.4723 | 16.0689
1549 | -0.19793 | 50.498 | 12.5904 | 12.0484
1550 | 0.19793 | 58.0022 | 20.0946 | 19.2296 | 15.639
1551 | 0.30394 | 60.1947 | 22.2871 | 21.3278
1552 | -0.30394 | 48.6587 | 10.7511 | 10.2883 | 15.808
1553 | -0.76745 | 41.3719 | 3.4643 | 3.3151
1554 | 0.76745 | 70.7968 | 32.8892 | 31.4734 | 17.3943
1555 | 0.089468 | 55.8417 | 17.9341 | 17.1621
1556 | -0.089468 | 52.4517 | 14.5441 | 13.9181 | 15.5401
1557 | -1.1061 | 36.7472 | 0 | 0
1558 | 1.1061 | 79.7066 | 41.7989 | 39.9997 | 19.9998
1559 | 0.77294 | 70.9331 | 33.0255 | 31.6039
1560 | -0.77294 | 41.2924 | 3.3848 | 3.2391 | 17.4215
1561 | -0.21024 | 50.2809 | 12.3732 | 11.8406
1562 | 0.21024 | 58.2527 | 20.3451 | 19.4693 | 15.655
1563 | -1.4322 | 32.7843 | 0 | 0
1564 | 1.4322 | 89.3413 | 51.4337 | 49.2197 | 24.6098
1565 | -0.76477 | 41.4107 | 3.5031 | 3.3523
1566 | 0.76477 | 70.7304 | 32.8228 | 31.4099 | 17.3811
1567 | 1.4958 | 91.3546 | 53.447 | 51.1463
1568 | -1.4958 | 32.0618 | 0 | 0 | 25.5732
1569 | -2.8606 | 19.8858 | 0 | 0
1570 | 2.8606 | 147.2907 | 109.383 | 104.6745 | 52.3373
1571 | 0.94479 | 75.3305 | 37.4229 | 35.812
1572 | -0.94479 | 38.8819 | 0.97433 | 0.93239 | 18.3722
1573 | 0.24314 | 58.9274 | 21.0198 | 20.115
1574 | -0.24314 | 49.7051 | 11.7975 | 11.2897 | 15.7023
1575 | -1.7127 | 29.7178 | 0 | 0
1576 | 1.7127 | 98.5604 | 60.6528 | 58.0419 | 29.0209
1577 | -0.052171 | 53.1409 | 15.2333 | 14.5776
1578 | 0.052171 | 55.1175 | 17.2099 | 16.4691 | 15.5233
1579 | -1.2824 | 34.5483 | 0 | 0
1580 | 1.2824 | 84.7798 | 46.8721 | 44.8545 | 22.4272
1581 | 1.5353 | 92.6269 | 54.7193 | 52.3639
1582 | -1.5353 | 31.6214 | 0 | 0 | 26.1819
1583 | -0.075187 | 52.7146 | 14.807 | 14.1696
1584 | 0.075187 | 55.5633 | 17.6557 | 16.8957 | 15.5326
1585 | 0.633 | 67.5425 | 29.6349 | 28.3593
1586 | -0.633 | 43.3652 | 5.4576 | 5.2227 | 16.791
1587 | -2.1872 | 25.1713 | 0 | 0
1588 | 2.1872 | 116.3625 | 78.4549 | 75.0777 | 37.5389
1589 | -0.36434 | 47.6407 | 9.7331 | 9.3141
1590 | 0.36434 | 61.481 | 23.5734 | 22.5586 | 15.9364
1591 | 0.85054 | 72.8859 | 34.9782 | 33.4726
1592 | -0.85054 | 40.1861 | 2.2785 | 2.1804 | 17.8265
1593 | 0.29562 | 60.0197 | 22.1121 | 21.1602
1594 | -0.29562 | 48.8006 | 10.893 | 10.4241 | 15.7922
1595 | -0.18379 | 50.7484 | 12.8408 | 12.2881
1596 | 0.18379 | 57.716 | 19.8084 | 18.9557 | 15.6219
1597 | 0.90869 | 74.3846 | 36.477 | 34.9068
1598 | -0.90869 | 39.3764 | 1.4687 | 1.4055 | 18.1562
1599 | 0.50446 | 64.5712 | 26.6636 | 25.5158
1600 | -0.50446 | 45.3607 | 7.4531 | 7.1323 | 16.3241
1601 | 2.5046 | 130.0351 | 92.1275 | 88.1618
1602 | -2.5046 | 22.5246 | 0 | 0 | 44.0809
1603 | -0.56425 | 44.4214 | 6.5138 | 6.2334
1604 | 0.56425 | 65.9366 | 28.029 | 26.8225 | 16.5279
1605 | -1.4943 | 32.0789 | 0 | 0
1606 | 1.4943 | 91.3061 | 53.3985 | 51.0999 | 25.5499
1607 | 0.75714 | 70.542 | 32.6344 | 31.2296
1608 | -0.75714 | 41.5213 | 3.6137 | 3.4581 | 17.3439
1609 | -0.51458 | 45.2003 | 7.2927 | 6.9788
1610 | 0.51458 | 64.8004 | 26.8928 | 25.7351 | 16.3569
1611 | 0.053586 | 55.1448 | 17.2372 | 16.4952
1612 | -0.053586 | 53.1146 | 15.207 | 14.5524 | 15.5238
1613 | -0.79354 | 40.9957 | 3.0881 | 2.9552
1614 | 0.79354 | 71.4464 | 33.5388 | 32.0951 | 17.5251
1615 | 0.30059 | 60.1242 | 22.2166 | 21.2603
1616 | -0.30059 | 48.7157 | 10.8081 | 10.3429 | 15.8016
1617 | -1.533 | 31.647 | 0 | 0
1618 | 1.533 | 92.5522 | 54.6446 | 52.2923 | 26.1462
1619 | -0.43212 | 46.5239 | 8.6163 | 8.2454
1620 | 0.43212 | 62.9567 | 25.0491 | 23.9709 | 16.1081
1621 | -0.73824 | 41.7969 | 3.8893 | 3.7219
1622 | 0.73824 | 70.0768 | 32.1692 | 30.7845 | 17.2532
1623 | 1.4103 | 88.6589 | 50.7513 | 48.5667
1624 | -1.4103 | 33.0367 | 0 | 0 | 24.2833
1625 | -0.94759 | 38.844 | 0.93635 | 0.89605
1626 | 0.94759 | 75.4041 | 37.4965 | 35.8824 | 18.3892
1627 | 1.7031 | 98.2297 | 60.3221 | 57.7255
1628 | -1.7031 | 29.8178 | 0 | 0 | 28.8627
1629 | 0.55372 | 65.6941 | 27.7865 | 26.5904
1630 | -0.55372 | 44.5854 | 6.6778 | 6.3903 | 16.4903
1631 | -0.23799 | 49.7948 | 11.8872 | 11.3755
1632 | 0.23799 | 58.8212 | 20.9136 | 20.0134 | 15.6945
1633 | -0.069453 | 52.8205 | 14.9129 | 14.2709
1634 | 0.069453 | 55.4519 | 17.5443 | 16.7891 | 15.53
1635 | -1.0608 | 37.3343 | 0 | 0
1636 | 1.0608 | 78.4532 | 40.5456 | 38.8002 | 19.4001
1637 | 1.7303 | 99.1663 | 61.2587 | 58.6217
1638 | -1.7303 | 29.5362 | 0 | 0 | 29.3109
1639 | -0.031911 | 53.5191 | 15.6115 | 14.9395
1640 | 0.031911 | 54.728 | 16.8204 | 16.0964 | 15.5179
1641 | -1.7676 | 29.1525 | 0 | 0
1642 | 1.7676 | 100.4716 | 62.564 | 59.8709 | 29.9354
1643 | -0.6563 | 43.013 | 5.1054 | 4.8856
1644 | 0.6563 | 68.0956 | 30.188 | 28.8885 | 16.8871
1645 | -0.053437 | 53.1174 | 15.2098 | 14.5551
1646 | 0.053437 | 55.1419 | 17.2343 | 16.4924 | 15.5238
1647 | 0.19466 | 57.9359 | 20.0283 | 19.1661
1648 | -0.19466 | 50.5558 | 12.6482 | 12.1037 | 15.6349
1649 | -0.38472 | 47.3022 | 9.3946 | 8.9902
1650 | 0.38472 | 61.9209 | 24.0133 | 22.9796 | 15.9849
1651 | -0.26299 | 49.361 | 11.4534 | 10.9604
1652 | 0.26299 | 59.3382 | 21.4306 | 20.5081 | 15.7343
1653 | 1.9982 | 108.9162 | 71.0086 | 67.9519
1654 | -1.9982 | 26.8922 | 0 | 0 | 33.976
1655 | 0.000515 | 54.1299 | 16.2223 | 15.524
1656 | -0.000515 | 54.1104 | 16.2028 | 15.5054 | 15.5147
1657 | 1.6047 | 94.9042 | 56.9966 | 54.5431
1658 | -1.6047 | 30.8626 | 0 | 0 | 27.2716
1659 | -0.88067 | 39.7644 | 1.8568 | 1.7769
1660 | 0.88067 | 73.6587 | 35.7511 | 34.2122 | 17.9945
1661 | 0.82468 | 72.2293 | 34.3217 | 32.8443
1662 | -0.82468 | 40.5514 | 2.6438 | 2.53 | 17.6871
1663 | 0.88159 | 73.6823 | 35.7747 | 34.2347
1664 | -0.88159 | 39.7517 | 1.8441 | 1.7647 | 17.9997
1665 | 1.4413 | 89.6267 | 51.7191 | 49.4928
1666 | -1.4413 | 32.6799 | 0 | 0 | 24.7464
1667 | -2.503 | 22.5372 | 0 | 0
1668 | 2.503 | 129.9625 | 92.0549 | 88.0923 | 44.0461
1669 | -1.0385 | 37.6274 | 0 | 0
1670 | 1.0385 | 77.8421 | 39.9345 | 38.2155 | 19.1077
1671 | -0.67915 | 42.6703 | 4.7627 | 4.5577
1672 | 0.67915 | 68.6425 | 30.7349 | 29.4118 | 16.9848
1673 | 0.38268 | 61.8767 | 23.9691 | 22.9373
1674 | -0.38268 | 47.336 | 9.4284 | 9.0225 | 15.9799
1675 | -0.79656 | 40.9524 | 3.0448 | 2.9137
1676 | 0.79656 | 71.5219 | 33.6143 | 32.1674 | 17.5406
1677 | -0.38251 | 47.3387 | 9.4311 | 9.0251
1678 | 0.38251 | 61.8732 | 23.9656 | 22.934 | 15.9795
1679 | -1.0814 | 37.0667 | 0 | 0
1680 | 1.0814 | 79.0196 | 41.112 | 39.3423 | 19.6711
1681 | -0.080994 | 52.6075 | 14.6999 | 14.0672
1682 | 0.080994 | 55.6763 | 17.7687 | 17.0039 | 15.5355
1683 | 1.6253 | 95.5887 | 57.6811 | 55.1981
1684 | -1.6253 | 30.6417 | 0 | 0 | 27.5991
1685 | -0.88089 | 39.7614 | 1.8538 | 1.774
1686 | 0.88089 | 73.6643 | 35.7567 | 34.2175 | 17.9958
1687 | -2.8363 | 20.0555 | 0 | 0
1688 | 2.8363 | 146.0446 | 108.137 | 103.4821 | 51.7411
1689 | -1.6704 | 30.1615 | 0 | 0
1690 | 1.6704 | 97.1105 | 59.2029 | 56.6544 | 28.3272
1691 | 0.14761 | 56.9897 | 19.0821 | 18.2607
1692 | -0.14761 | 51.3952 | 13.4876 | 12.907 | 15.5838
1693 | 1.7756 | 100.7511 | 62.8434 | 60.1383
1694 | -1.7756 | 29.0716 | 0 | 0 | 30.0691
1695 | 0.19532 | 57.9493 | 20.0417 | 19.179
1696 | -0.19532 | 50.5441 | 12.6364 | 12.0925 | 15.6358
1697 | 0.6631 | 68.2578 | 30.3502 | 29.0438
1698 | -0.6631 | 42.9107 | 5.0031 | 4.7878 | 16.9158
1699 | -0.16 | 51.1727 | 13.2651 | 12.6941
1700 | 0.16 | 57.2375 | 19.3299 | 18.4978 | 15.5959
1701 | -0.18069 | 50.8035 | 12.8959 | 12.3408
1702 | 0.18069 | 57.6534 | 19.7458 | 18.8958 | 15.6183
1703 | -0.67357 | 42.7537 | 4.8461 | 4.6375
1704 | 0.67357 | 68.5085 | 30.6009 | 29.2837 | 16.9606
1705 | -0.47413 | 45.8448 | 7.9372 | 7.5956
1706 | 0.47413 | 63.8893 | 25.9817 | 24.8633 | 16.2294
1707 | -1.3469 | 33.7779 | 0 | 0
1708 | 1.3469 | 86.7133 | 48.8057 | 46.7048 | 23.3524
1709 | 0.92185 | 74.7279 | 36.8203 | 35.2353
1710 | -0.92185 | 39.1955 | 1.2879 | 1.2324 | 18.2339
1711 | 0.12612 | 56.5627 | 18.6551 | 17.8521
1712 | -0.12612 | 51.7832 | 13.8756 | 13.2783 | 15.5652
1713 | -1.1219 | 36.5444 | 0 | 0
1714 | 1.1219 | 80.1489 | 42.2413 | 40.4229 | 20.2115
1715 | -0.64719 | 43.1503 | 5.2427 | 5.0171
1716 | 0.64719 | 67.8788 | 29.9712 | 28.6811 | 16.8491
1717 | 0.96154 | 75.7734 | 37.8657 | 36.2358
1718 | -0.96154 | 38.6547 | 0.74708 | 0.71492 | 18.4753
1719 | 0.098066 | 56.01 | 18.1024 | 17.3232
1720 | -0.098066 | 52.2941 | 14.3865 | 13.7672 | 15.5452
1721 | 0.76602 | 70.7613 | 32.8537 | 31.4395
1722 | -0.76602 | 41.3926 | 3.485 | 3.335 | 17.3872
1723 | -0.10997 | 52.0767 | 14.1691 | 13.5591
1724 | 0.10997 | 56.2439 | 18.3363 | 17.547 | 15.5531
1725 | -0.46024 | 46.0683 | 8.1607 | 7.8094
1726 | 0.46024 | 63.5794 | 25.6718 | 24.5668 | 16.1881
1727 | -0.17461 | 50.9117 | 13.0041 | 12.4443
1728 | 0.17461 | 57.5309 | 19.6233 | 18.7786 | 15.6114
1729 | 2.365 | 123.8338 | 85.9262 | 82.2274
1730 | -2.365 | 23.6526 | 0 | 0 | 41.1137
1731 | -0.58881 | 44.0411 | 6.1335 | 5.8695
1732 | 0.58881 | 66.5059 | 28.5983 | 27.3673 | 16.6184
1733 | 0.35617 | 61.3052 | 23.3976 | 22.3904
1734 | -0.35617 | 47.7772 | 9.8696 | 9.4448 | 15.9176
1735 | 2.1368 | 114.3303 | 76.4227 | 73.133
1736 | -2.1368 | 25.6187 | 0 | 0 | 36.5665
1737 | 1.1689 | 81.4776 | 43.5699 | 41.6944
1738 | -1.1689 | 35.9485 | 0 | 0 | 20.8472
1739 | -0.93012 | 39.0822 | 1.1746 | 1.124
1740 | 0.93012 | 74.9445 | 37.0369 | 35.4426 | 18.2833
1741 | 0.78212 | 71.1613 | 33.2537 | 31.8223
1742 | -0.78212 | 41.1599 | 3.2523 | 3.1123 | 17.4673
1743 | -0.51869 | 45.1354 | 7.2278 | 6.9167
1744 | 0.51869 | 64.8935 | 26.9859 | 25.8243 | 16.3705
1745 | -0.23012 | 49.9322 | 12.0246 | 11.507
1746 | 0.23012 | 58.6594 | 20.7518 | 19.8585 | 15.6828
1747 | 0.48173 | 64.0596 | 26.1519 | 25.0262
1748 | -0.48173 | 45.723 | 7.8154 | 7.479 | 16.2526
1749 | -0.5844 | 44.1092 | 6.2016 | 5.9346
1750 | 0.5844 | 66.4033 | 28.4957 | 27.2691 | 16.6018
1751 | 1.3731 | 87.5136 | 49.606 | 47.4707
1752 | -1.3731 | 33.469 | 0 | 0 | 23.7354
1753 | -0.52247 | 45.0757 | 7.1681 | 6.8595
1754 | 0.52247 | 64.9795 | 27.0719 | 25.9065 | 16.383
1755 | 1.501 | 91.5212 | 53.6136 | 51.3057
1756 | -1.501 | 32.0035 | 0 | 0 | 25.6529
1757 | -1.9647 | 27.209 | 0 | 0
1758 | 1.9647 | 107.648 | 69.7404 | 66.7384 | 33.3692
1759 | -0.043495 | 53.3025 | 15.3949 | 14.7322
1760 | 0.043495 | 54.9504 | 17.0428 | 16.3091 | 15.5207
1761 | -0.099681 | 52.2646 | 14.357 | 13.739
1762 | 0.099681 | 56.0417 | 18.1341 | 17.3535 | 15.5462
1763 | 0.50227 | 64.5218 | 26.6142 | 25.4686
1764 | -0.50227 | 45.3954 | 7.4878 | 7.1655 | 16.317
1765 | -0.74939 | 41.6341 | 3.7265 | 3.5661
1766 | 0.74939 | 70.3509 | 32.4432 | 31.0467 | 17.3064
1767 | 1.8456 | 103.2513 | 65.3437 | 62.5309
1768 | -1.8456 | 28.3676 | 0 | 0 | 31.2654
1769 | 0.65329 | 68.024 | 30.1164 | 28.82
1770 | -0.65329 | 43.0583 | 5.1507 | 4.929 | 16.8745
1771 | -0.106 | 52.1491 | 14.2415 | 13.6284
1772 | 0.106 | 56.1658 | 18.2582 | 17.4723 | 15.5503
1773 | 0.24681 | 59.0032 | 21.0956 | 20.1875
1774 | -0.24681 | 49.6413 | 11.7337 | 11.2286 | 15.7081
1775 | 0.89015 | 73.9035 | 35.9959 | 34.4464
1776 | -0.89015 | 39.6327 | 1.7251 | 1.6508 | 18.0486
1777 | -0.5284 | 44.9822 | 7.0746 | 6.7701
1778 | 0.5284 | 65.1145 | 27.2069 | 26.0358 | 16.4029
1779 | 0.041671 | 54.9153 | 17.0077 | 16.2756
1780 | -0.041671 | 53.3366 | 15.429 | 14.7648 | 15.5202
1781 | 0.26323 | 59.3432 | 21.4356 | 20.5129
1782 | -0.26323 | 49.3569 | 11.4493 | 10.9564 | 15.7347
1783 | 0.39342 | 62.1098 | 24.2022 | 23.1604
1784 | -0.39342 | 47.1584 | 9.2508 | 8.8525 | 16.0065
1785 | -2.0531 | 26.3804 | 0 | 0
1786 | 2.0531 | 111.0291 | 73.1215 | 69.9739 | 34.987
1787 | 1.2647 | 84.2556 | 46.348 | 44.3529
1788 | -1.2647 | 34.7632 | 0 | 0 | 22.1764
1789 | 1.1328 | 80.454 | 42.5464 | 40.715
1790 | -1.1328 | 36.4058 | 0 | 0 | 20.3575
1791 | -0.79877 | 40.9208 | 3.0132 | 2.8835
1792 | 0.79877 | 71.5772 | 33.6696 | 32.2202 | 17.5519
1793 | 0.87637 | 73.548 | 35.6404 | 34.1062
1794 | -0.87637 | 39.8243 | 1.9167 | 1.8342 | 17.9702
1795 | -0.55201 | 44.6121 | 6.7045 | 6.4159
1796 | 0.55201 | 65.6547 | 27.7471 | 26.5527 | 16.4843
1797 | 0.7073 | 69.322 | 31.4144 | 30.0621
1798 | -0.7073 | 42.252 | 4.3444 | 4.1574 | 17.1098
1799 | 0.82077 | 72.1304 | 34.2228 | 32.7497
1800 | -0.82077 | 40.6069 | 2.6993 | 2.5831 | 17.6664
1801 | -1.032 | 37.7133 | 0 | 0
1802 | 1.032 | 77.6648 | 39.7572 | 38.0458 | 19.0229
1803 | 0.006239 | 54.2385 | 16.3309 | 15.6279
1804 | -0.006239 | 54.0021 | 16.0945 | 15.4017 | 15.5148
1805 | -1.2082 | 35.4578 | 0 | 0
1806 | 1.2082 | 82.605 | 44.6974 | 42.7734 | 21.3867
1807 | 1.2259 | 83.1181 | 45.2105 | 43.2643
1808 | -1.2259 | 35.239 | 0 | 0 | 21.6322
1809 | -1.0124 | 37.9729 | 0.065315 | 0.062503
1810 | 1.0124 | 77.1338 | 39.2262 | 37.5376 | 18.8001
1811 | 1.0089 | 77.0398 | 39.1322 | 37.4477
1812 | -1.0089 | 38.0193 | 0.11166 | 0.10685 | 18.7773
1813 | 0.36538 | 61.5032 | 23.5956 | 22.5799
1814 | -0.36538 | 47.6234 | 9.7158 | 9.2976 | 15.9388
1815 | -0.027549 | 53.6009 | 15.6933 | 15.0177
1816 | 0.027549 | 54.6445 | 16.7369 | 16.0165 | 15.5171
1817 | -0.68922 | 42.5202 | 4.6126 | 4.414
1818 | 0.68922 | 68.8848 | 30.9772 | 29.6438 | 17.0289
1819 | -0.19686 | 50.5168 | 12.6092 | 12.0664
1820 | 0.19686 | 57.9806 | 20.073 | 19.2089 | 15.6377
1821 | 1.2853 | 84.8664 | 46.9588 | 44.9374
1822 | -1.2853 | 34.513 | 0 | 0 | 22.4687
1823 | 0.46874 | 63.7689 | 25.8613 | 24.748
1824 | -0.46874 | 45.9314 | 8.0238 | 7.6784 | 16.2132
1825 | 1.0653 | 78.5759 | 40.6683 | 38.9177
1826 | -1.0653 | 37.276 | 0 | 0 | 19.4588
1827 | 0.83904 | 72.5933 | 34.6857 | 33.1926
1828 | -0.83904 | 40.348 | 2.4404 | 2.3353 | 17.764
1829 | -0.19492 | 50.5512 | 12.6436 | 12.0993
1830 | 0.19492 | 57.9412 | 20.0335 | 19.1712 | 15.6353
1831 | 0.90973 | 74.4116 | 36.504 | 34.9326
1832 | -0.90973 | 39.3621 | 1.4545 | 1.3919 | 18.1623
1833 | 1.3004 | 85.3157 | 47.4081 | 45.3673
1834 | -1.3004 | 34.3313 | 0 | 0 | 22.6837
1835 | 0.63041 | 67.4814 | 29.5738 | 28.3008
1836 | -0.63041 | 43.4045 | 5.4968 | 5.2602 | 16.7805
1837 | -0.62626 | 43.4676 | 5.56 | 5.3206
1838 | 0.62626 | 67.3834 | 29.4758 | 28.207 | 16.7638
1839 | -0.32221 | 48.3484 | 10.4408 | 9.9914
1840 | 0.32221 | 60.581 | 22.6734 | 21.6974 | 15.8444
1841 | 0.41552 | 62.5921 | 24.6845 | 23.6219
1842 | -0.41552 | 46.795 | 8.8874 | 8.5048 | 16.0634
1843 | -0.60417 | 43.8051 | 5.8974 | 5.6436
1844 | 0.60417 | 66.8643 | 28.9567 | 27.7102 | 16.6769
1845 | -1.9295 | 27.547 | 0 | 0
1846 | 1.9295 | 106.3273 | 68.4197 | 65.4745 | 32.7373
1847 | 0.34717 | 61.1125 | 23.2049 | 22.2061
1848 | -0.34717 | 47.9279 | 10.0203 | 9.5889 | 15.8975
1849 | 0.78404 | 71.2091 | 33.3015 | 31.868
1850 | -0.78404 | 41.1323 | 3.2247 | 3.0859 | 17.4769
1851 | 0.61829 | 67.1957 | 29.2881 | 28.0274
1852 | -0.61829 | 43.589 | 5.6814 | 5.4369 | 16.7321
1853 | 0.76768 | 70.8027 | 32.8951 | 31.4791
1854 | -0.76768 | 41.3684 | 3.4608 | 3.3118 | 17.3955
1855 | 0.078036 | 55.6187 | 17.7111 | 16.9487
1856 | -0.078036 | 52.662 | 14.7544 | 14.1193 | 15.534
1857 | -0.15258 | 51.3059 | 13.3983 | 12.8215
1858 | 0.15258 | 57.0889 | 19.1813 | 18.3556 | 15.5886
1859 | -1.3178 | 34.1234 | 0 | 0
1860 | 1.3178 | 85.8353 | 47.9277 | 45.8646 | 22.9323
1861 | -0.1087 | 52.0998 | 14.1922 | 13.5813
1862 | 0.1087 | 56.219 | 18.3114 | 17.5231 | 15.5522
1863 | -0.33118 | 48.1968 | 10.2892 | 9.8463
1864 | 0.33118 | 60.7715 | 22.8639 | 21.8797 | 15.863
1865 | 0.58457 | 66.4072 | 28.4996 | 27.2728
1866 | -0.58457 | 44.1066 | 6.199 | 5.9321 | 16.6025
1867 | 0.93567 | 75.0904 | 37.1828 | 35.5823
1868 | -0.93567 | 39.0062 | 1.0986 | 1.0513 | 18.3168
1869 | -0.56097 | 44.4723 | 6.5647 | 6.2821
1870 | 0.56097 | 65.8611 | 27.9535 | 26.7502 | 16.5162
1871 | -0.1049 | 52.1692 | 14.2616 | 13.6477
1872 | 0.1049 | 56.1442 | 18.2366 | 17.4515 | 15.5496
1873 | -0.22132 | 50.0862 | 12.1786 | 11.6544
1874 | 0.22132 | 58.4791 | 20.5714 | 19.6859 | 15.6702
1875 | -0.03168 | 53.5234 | 15.6158 | 14.9436
1876 | 0.03168 | 54.7236 | 16.816 | 16.0921 | 15.5179
1877 | 0.041816 | 54.9181 | 17.0105 | 16.2783
1878 | -0.041816 | 53.3339 | 15.4263 | 14.7622 | 15.5202
1879 | 0.95433 | 75.5824 | 37.6747 | 36.053
1880 | -0.95433 | 38.7524 | 0.84476 | 0.8084 | 18.4307
1881 | -1.2405 | 35.0591 | 0 | 0
1882 | 1.2405 | 83.5445 | 45.6369 | 43.6724 | 21.8362
1883 | 0.5288 | 65.1236 | 27.216 | 26.0445
1884 | -0.5288 | 44.9759 | 7.0683 | 6.7641 | 16.4043
1885 | -0.94455 | 38.8852 | 0.97764 | 0.93555
1886 | 0.94455 | 75.3241 | 37.4165 | 35.8058 | 18.3707
1887 | -0.58094 | 44.1626 | 6.255 | 5.9857
1888 | 0.58094 | 66.323 | 28.4154 | 27.1922 | 16.589
1889 | 0.12636 | 56.5674 | 18.6598 | 17.8566
1890 | -0.12636 | 51.7789 | 13.8713 | 13.2742 | 15.5654
1891 | -1.3935 | 33.2308 | 0 | 0
1892 | 1.3935 | 88.141 | 50.2334 | 48.0711 | 24.0355
1893 | -0.5649 | 44.4113 | 6.5037 | 6.2237
1894 | 0.5649 | 65.9516 | 28.044 | 26.8368 | 16.5303
1895 | -0.81065 | 40.751 | 2.8434 | 2.721
1896 | 0.81065 | 71.8754 | 33.9678 | 32.5056 | 17.6133
1897 | 0.82735 | 72.2967 | 34.3891 | 32.9088
1898 | -0.82735 | 40.5135 | 2.6059 | 2.4937 | 17.7013
1899 | -0.87718 | 39.813 | 1.9054 | 1.8234
1900 | 0.87718 | 73.5689 | 35.6612 | 34.1262 | 17.9748
1901 | -0.16204 | 51.1362 | 13.2286 | 12.6592
1902 | 0.16204 | 57.2783 | 19.3707 | 18.5368 | 15.598
1903 | -0.16075 | 51.1594 | 13.2518 | 12.6813
1904 | 0.16075 | 57.2524 | 19.3448 | 18.5121 | 15.5967
1905 | -2.2375 | 24.7314 | 0 | 0
1906 | 2.2375 | 118.4323 | 80.5247 | 77.0585 | 38.5292
1907 | 0.10787 | 56.2025 | 18.2949 | 17.5074
1908 | -0.10787 | 52.115 | 14.2074 | 13.5958 | 15.5516
1909 | 1.8571 | 103.6697 | 65.7621 | 62.9313
1910 | -1.8571 | 28.2532 | 0 | 0 | 31.4656
1911 | -0.003171 | 54.0602 | 16.1526 | 15.4572
1912 | 0.003171 | 54.1803 | 16.2727 | 15.5722 | 15.5147
1913 | 0.095708 | 55.9638 | 18.0562 | 17.279
1914 | -0.095708 | 52.3373 | 14.4297 | 13.8086 | 15.5438
1915 | -1.3086 | 34.2327 | 0 | 0
1916 | 1.3086 | 85.5613 | 47.6537 | 45.6024 | 22.8012
1917 | -1.839 | 28.4336 | 0 | 0
1918 | 1.839 | 103.0118 | 65.1042 | 62.3017 | 31.1509
1919 | 2.137 | 114.339 | 76.4314 | 73.1413
1920 | -2.137 | 25.6168 | 0 | 0 | 36.5707
1921 | -0.44216 | 46.3606 | 8.453 | 8.0892
1922 | 0.44216 | 63.1785 | 25.2709 | 24.1831 | 16.1361
1923 | -0.14864 | 51.3766 | 13.469 | 12.8892
1924 | 0.14864 | 57.0103 | 19.1027 | 18.2804 | 15.5848
1925 | -0.002316 | 54.0763 | 16.1687 | 15.4727
1926 | 0.002316 | 54.1641 | 16.2565 | 15.5567 | 15.5147
1927 | -0.007646 | 53.9756 | 16.0679 | 15.3763
1928 | 0.007646 | 54.2652 | 16.3576 | 15.6535 | 15.5149
1929 | -1.091 | 36.9421 | 0 | 0
1930 | 1.091 | 79.2862 | 41.3786 | 39.5974 | 19.7987
1931 | -0.17022 | 50.9901 | 13.0825 | 12.5194
1932 | 0.17022 | 57.4424 | 19.5348 | 18.6939 | 15.6066
1933 | 0.19164 | 57.8748 | 19.9672 | 19.1077
1934 | -0.19164 | 50.6092 | 12.7016 | 12.1548 | 15.6312
1935 | -1.5727 | 31.2109 | 0 | 0
1936 | 1.5727 | 93.8454 | 55.9378 | 53.5299 | 26.765
1937 | 0.32119 | 60.5593 | 22.6517 | 21.6767
1938 | -0.32119 | 48.3657 | 10.4581 | 10.0079 | 15.8423
1939 | -1.0602 | 37.3426 | 0 | 0
1940 | 1.0602 | 78.4357 | 40.5281 | 38.7835 | 19.3917
1941 | -0.26243 | 49.3707 | 11.4631 | 10.9697
1942 | 0.26243 | 59.3266 | 21.419 | 20.497 | 15.7333
1943 | -0.044448 | 53.2848 | 15.3772 | 14.7152
1944 | 0.044448 | 54.9687 | 17.0611 | 16.3267 | 15.521
1945 | -1.8214 | 28.6094 | 0 | 0
1946 | 1.8214 | 102.3789 | 64.4713 | 61.6961 | 30.848
1947 | -0.74959 | 41.6312 | 3.7236 | 3.5633
1948 | 0.74959 | 70.3557 | 32.4481 | 31.0514 | 17.3073
1949 | 0.51844 | 64.8878 | 26.9802 | 25.8188
1950 | -0.51844 | 45.1394 | 7.2317 | 6.9204 | 16.3696
1951 | -2.2151 | 24.9265 | 0 | 0
1952 | 2.2151 | 117.5051 | 79.5975 | 76.1711 | 38.0856
1953 | -0.90258 | 39.4606 | 1.553 | 1.4861
1954 | 0.90258 | 74.2258 | 36.3182 | 34.7549 | 18.1205
1955 | -1.6377 | 30.5085 | 0 | 0
1956 | 1.6377 | 96.0059 | 58.0983 | 55.5974 | 27.7987
1957 | -1.9402 | 27.4435 | 0 | 0
1958 | 1.9402 | 106.728 | 68.8204 | 65.858 | 32.929
1959 | 0.7689 | 70.8327 | 32.9251 | 31.5078
1960 | -0.7689 | 41.3509 | 3.4433 | 3.2951 | 17.4014
1961 | 0.28462 | 59.7891 | 21.8815 | 20.9396
1962 | -0.28462 | 48.9888 | 11.0812 | 10.6042 | 15.7719
1963 | 0.23648 | 58.7902 | 20.8826 | 19.9837
1964 | -0.23648 | 49.8212 | 11.9135 | 11.4007 | 15.6922
1965 | -2.0635 | 26.2847 | 0 | 0
1966 | 2.0635 | 111.4334 | 73.5258 | 70.3608 | 35.1804
1967 | -1.7255 | 29.5852 | 0 | 0
1968 | 1.7255 | 99.002 | 61.0944 | 58.4646 | 29.2323
1969 | 1.3404 | 86.5161 | 48.6085 | 46.5161
1970 | -1.3404 | 33.8549 | 0 | 0 | 23.258
1971 | 0.082928 | 55.714 | 17.8064 | 17.0399
1972 | -0.082928 | 52.5719 | 14.6643 | 14.0331 | 15.5365
1973 | -0.87903 | 39.7873 | 1.8797 | 1.7988
1974 | 0.87903 | 73.6164 | 35.7088 | 34.1716 | 17.9852
1975 | -0.5266 | 45.0105 | 7.1029 | 6.7971
1976 | 0.5266 | 65.0736 | 27.166 | 25.9966 | 16.3969
1977 | 0.34367 | 61.0378 | 23.1302 | 22.1345
1978 | -0.34367 | 47.9866 | 10.079 | 9.6451 | 15.8898
1979 | 1.7602 | 100.2099 | 62.3023 | 59.6204
1980 | -1.7602 | 29.2286 | 0 | 0 | 29.8102
1981 | -0.52542 | 45.0291 | 7.1215 | 6.815
1982 | 0.52542 | 65.0467 | 27.1391 | 25.9708 | 16.3929
1983 | 0.95055 | 75.4825 | 37.5749 | 35.9574
1984 | -0.95055 | 38.8036 | 0.89602 | 0.85745 | 18.4075
1985 | 1.2824 | 84.7799 | 46.8723 | 44.8546
1986 | -1.2824 | 34.5482 | 0 | 0 | 22.4273
1987 | 2.0399 | 110.5179 | 72.6103 | 69.4847
1988 | -2.0399 | 26.5024 | 0 | 0 | 34.7424
1989 | 1.7557 | 100.0517 | 62.1441 | 59.4691
1990 | -1.7557 | 29.2748 | 0 | 0 | 29.7345
1991 | -1.0307 | 37.7299 | 0 | 0
1992 | 1.0307 | 77.6307 | 39.7231 | 38.0131 | 19.0066
1993 | 0.74314 | 70.1972 | 32.2896 | 30.8996
1994 | -0.74314 | 41.7253 | 3.8176 | 3.6533 | 17.2765
1995 | 0.13587 | 56.7559 | 18.8483 | 18.037
1996 | -0.13587 | 51.6069 | 13.6993 | 13.1096 | 15.5733
1997 | 0.81968 | 72.1029 | 34.1953 | 32.7233
1998 | -0.81968 | 40.6224 | 2.7148 | 2.5979 | 17.6606
1999 | -0.99857 | 38.1569 | 0.24931 | 0.23858
2000 | 0.99857 | 76.7618 | 38.8542 | 37.1817 | 18.7101

## 13_Income_Statement
13. Income Statement, Operator X Extension beyond the paper: five-year projection at Digital Realty scale, from reported FY2025 results and 2026 guidance. | [7 empty] | Contents
Extension beyond the paper. Operator X at Digital Realty scale. 2025A is reported (Adjusted EBITDA basis). 2026E uses company guidance midpoints; 2027E to 2030E grow revenue at the 01_Inputs rate and hold the 2026 margin and FY2025 cost ratios.
$M | 2025A | 2026E | 2027E | 2028E | 2029E | 2030E | How it is calculated
Revenue | 6112.7 | 6900 | 7452 | 8048.16 | 8692.0128 | 9387.3738 | 2026E guidance; then × (1 + g).
Adjusted EBITDA | 3339.1 | 3800 | 4104 | 4432.32 | 4786.9056 | 5169.858 | Revenue × 2026 guided margin.
EBITDA margin | 54.63% | 55.07% | 55.07% | 55.07% | 55.07% | 55.07%
Depreciation and amortization | -1894.6 | -2138.6196 | -2309.7092 | -2494.4859 | -2694.0448 | -2909.5683 | FY2025 D&A as a share of revenue.
EBIT | 1444.5 | 1661.3804 | 1794.2908 | 1937.8341 | 2092.8608 | 2260.2897
Interest expense | -437.9 | -437.9 | -480.6628 | -526.7871 | -573.2816 | -620.0982 | Opening debt × FY2025 effective rate (after capitalized interest).
Pre-tax income | 1006.6 | 1223.4804 | 1313.628 | 1411.0471 | 1519.5793 | 1640.1915
Income tax | -16.1056 | -19.5757 | -21.018 | -22.5768 | -24.3133 | -26.2431 | REIT effective rate.
Net income (model basis) | 990.4944 | 1203.9047 | 1292.61 | 1388.4703 | 1495.266 | 1613.9485 | Excludes gains on asset sales; FY2025 reported net income was $1,313M.

## 14_Balance_Sheet
14. Balance Sheet, Operator X Extension beyond the paper: linked year-end balance sheet that balances in every year. | [7 empty] | Contents
Extension beyond the paper. Year-end balance sheet. 2025A is reported; projected years roll forward from 15_Cash_Flow and 13_Income_Statement. The check row must be zero in every year.
$M | 2025A | 2026E | 2027E | 2028E | 2029E | 2030E | How it is calculated
Cash and equivalents | 3451.6 | 1864.8 | 1864.8 | 1864.8 | 1864.8 | 1864.8 | Prior year + net change in cash.
Real estate and other assets | 45958.9 | 48708.4738 | 50101.2136 | 51605.3725 | 53229.8641 | 52140.8932 | Prior + capex − D&A.
Total assets | 49410.5 | 50573.2738 | 51966.0136 | 53470.1725 | 55094.6641 | 54005.6932
Total debt | 18402.1 | 20199.1431 | 22137.4469 | 24091.3095 | 26058.7091 | 25193.9637 | Prior + net issuance.
Other liabilities | 6162.4 | 6162.4 | 6162.4 | 6162.4 | 6162.4 | 6162.4 | Held flat.
Equity, incl. noncontrolling and redeemable interests | 24846 | 24211.7307 | 23666.1667 | 23216.463 | 22873.555 | 22649.3295 | Prior + net income − dividends.
Total liabilities and equity | 49410.5 | 50573.2738 | 51966.0136 | 53470.1725 | 55094.6641 | 54005.6932
Balance check (must be zero) | 0 | 0 | 0 | 0 | 0 | 0
Net debt ÷ EBITDA | 4.4774 | 4.8248 | 4.9397 | 5.0146 | 5.0542 | 4.5125 | Model basis. Digital Realty reports 4.9x (end-2025) and 4.7x (mid-2026) on its own definition.

## 15_Cash_Flow
15. Cash Flow, Operator X Extension beyond the paper: operating, investing and financing cash flows, and unlevered free cash flow. | [6 empty] | Contents
Extension beyond the paper. Projected years only. Debt is the balancing item: the model draws or repays debt so year-end cash returns to the June 2026 level. Free cash flow steps up in 2030E because development spend falls to the level that funds 2.5% terminal growth.
$M | 2026E | 2027E | 2028E | 2029E | 2030E | How it is calculated
Net income | 1203.9047 | 1292.61 | 1388.4703 | 1495.266 | 1613.9485 | 13_Income_Statement.
Add back D&A | 2138.6196 | 2309.7092 | 2494.4859 | 2694.0448 | 2909.5683 | Non-cash.
Cash from operations | 3342.5243 | 3602.3192 | 3882.9562 | 4189.3108 | 4523.5168
Recurring capital expenditure | -388.1934 | -419.2489 | -452.7888 | -489.0119 | -528.1329 | FY2025 recurring capex as a share of revenue.
Development capital expenditure | -4500 | -3283.2 | -3545.856 | -3829.5245 | -1292.4645 | 2026E guidance; later years fund next year's EBITDA growth at the development yield (2030E: terminal growth).
Cash from investing | -4888.1934 | -3702.4489 | -3998.6448 | -4318.5364 | -1820.5974
Common dividends | -1838.174 | -1838.174 | -1838.174 | -1838.174 | -1838.174 | $4.88 × common shares and OP units (units receive the same distribution).
Net debt issued (repaid) | 1797.0431 | 1938.3037 | 1953.8626 | 1967.3996 | -864.7454 | Plug: returns year-end cash to $1,865M.
Cash from financing | -41.1309 | 100.1297 | 115.6886 | 129.2256 | -2702.9194
Net change in cash | -1586.8 | 6.8212e-13 | 0 | 0 | 0
FREE CASH FLOW TO THE FIRM (UNLEVERED)
$M | 2026E | 2027E | 2028E | 2029E | 2030E | How it is calculated
Adjusted EBITDA | 3800 | 4104 | 4432.32 | 4786.9056 | 5169.858
Tax on EBIT | -26.5821 | -28.7087 | -31.0053 | -33.4858 | -36.1646 | Unlevered: tax as if debt-free.
FCFF = EBITDA − tax − all capex | -1114.7755 | 372.8424 | 402.6698 | 434.8834 | 3313.096 | Feeds 16_DCF_Terminal.

## 16_DCF_Terminal
16. DCF Valuation, Operator X Extension beyond the paper: discounted free cash flow plus a value-driver terminal value, compared with the market price. | [6 empty] | Contents
Extension beyond the paper. Enterprise value of Operator X from 2026E to 2030E free cash flow plus a value-driver terminal value (Koller, Goedhart and Wessels): TV = NOPAT × (1 − g ÷ RONIC) ÷ (WACC − g). For a REIT, book depreciation overstates the economic cost of keeping buildings productive, so terminal NOPAT uses recurring capex as the maintenance charge (the AFFO convention).
$M | 2026E | 2027E | 2028E | 2029E | 2030E | How it is calculated
FCFF | -1114.7755 | 372.8424 | 402.6698 | 434.8834 | 3313.096 | 15_Cash_Flow.
Discount period (years) | 1 | 2 | 3 | 4 | 5 | End-of-year convention.
Discount factor at WACC | 0.94241 | 0.88813 | 0.83698 | 0.78877 | 0.74335 | From 02_WACC_Build.
Present value of FCFF | -1050.5713 | 331.1323 | 337.026 | 343.0246 | 2462.7737
TERMINAL VALUE AND ENTERPRISE VALUE
Line | Value |  |  |  |  | How it is calculated
WACC | 6.111% |  |  |  |  | 02_WACC_Build.
Terminal growth, g | 2.5% |  |  |  |  | 01_Inputs.
RONIC | 10% |  |  |  |  | 01_Inputs.
2030E EBITDA − recurring capex | 4641.7252 |  |  |  |  | Economic operating profit before tax.
Terminal NOPAT (2031) | 4681.644 |  |  |  |  | Grown one year and taxed.
Reinvestment rate, g ÷ RONIC | 25% |  |  |  |  | Share of NOPAT reinvested to grow at g.
Terminal value (end of 2030) | 97227.2917 |  |  |  |  | Value-driver formula.
Present value of terminal value | 72273.4305
Present value of 2026E to 2030E FCFF | 2423.3853
Enterprise value | 74696.8158
Less debt, preferred and redeemable NCI, plus cash | -18411.7 |  |  |  |  | 30 June 2026 balances, 01_Inputs.
Equity value | 56285.1158
Value per share ($) | 149.4262 |  |  |  |  | Common shares plus OP units.
Market price implied by $71B capitalization ($) | 188.4914
Model value ÷ market price − 1 | -20.73% |  |  |  |  | Negative means the market prices in more growth or a lower discount rate than this base case.
Terminal value share of enterprise value | 96.76% |  |  |  |  | High because heavy development spending absorbs most near-term cash flow.
Cross-check: value per share with terminal NOPAT on EBIT | 50.9863 |  |  |  |  | Charges book D&A instead of recurring capex. The gap shows how much the AFFO convention drives the value.
Timing: 2026E to 2030E are discounted as full years from the start of 2026, while the balance sheet and price are mid-2026. Rolling forward to 30 June 2026 would add roughly 3% to enterprise value.

## 17_Sensitivity
17. Sensitivity: WACC × Terminal Growth Extension beyond the paper: Operator X value per share across discount rates and growth rates. | [6 empty] | Contents
Extension beyond the paper. Operator X value per share across discount rates and terminal growth rates. Each cell recomputes the terminal value, the 2030E development spend (which funds growth at g) and enterprise value from 16_DCF_Terminal.
WACC \ g | 1.5% | 2% | 2.5% | 3% | 3.5% | Note
5.11% | 184.8661 | 206.4381 | 236.299 | 280.3417 | 351.7787
5.61% | 152.5236 | 166.883 | 185.8792 | 212.1768 | 250.9667
6.11% | 127.273 | 137.0324 | 149.5116 | 166.0226 | 188.8825
6.61% | 107.0305 | 113.7265 | 122.0658 | 132.7312 | 146.8447
7.11% | 90.4555 | 95.0425 | 100.6369 | 107.6063 | 116.5219
The middle row uses a WACC rounded to the nearest basis point of 02_WACC_Build, so its centre cell can differ from 16_DCF_Terminal by a few cents.

## 18_Football_Field
18. Valuation Summary (Football Field) Extension beyond the paper: value per share by method, against the market price, with the paper's hidden value in context. |  |  |  |  | Contents
Extension beyond the paper. Operator X value per share under each method, against the market price. The last rows show how small the paper's hidden value is relative to the whole company, which is the paper's own point.
Method ($ per share) | Low | Base | High | How it is calculated
DCF (16 and 17) | 90.4555 | 149.4262 | 351.7787 | Range across the 17_Sensitivity grid.
EV ÷ 2026E EBITDA multiple | 152.8859 | 183.1507 | 213.4155 | 20x to 26x guided EBITDA, less debt, preferred and redeemable NCI, plus cash.
Market price (about $71B capitalization) |  | 188.4914
Market EV ÷ 2026E EBITDA |  | 23.5294 |  | The multiple the market pays today.
THE PAPER'S HIDDEN VALUE IN CONTEXT
Line |  | Value |  | How it is calculated
Operator X net hidden value ($M) |  | 276.264 |  | 19_Variant_Bridge.
Per share ($) |  | 0.73343
Share of market capitalization |  | 0.3891% |  | Paper: under 0.4%, a sleeve-level alpha rather than a re-rating.

## 19_Variant_Bridge
19. Hidden-Value Bridges Paper Tables A5 and A6 (§I.C.4, §I.D.4): the off-balance-sheet value of each operator, line by line. |  |  |  |  | Contents
OPERATOR X: SUN BELT LONG LEG (TABLE A5)
Component | Model ($M) | As printed ($M) | Paper section | Note
Acceleration-option intrinsic + time value, 16 slots | 314.6948 | 315 | §I.A.4 | 07_Black_Scholes
Liquidity / non-tradeability discount | -8 | -8 | §I.A.4 | 01_Inputs
Replacement-reserve liability (NPV) | -28.6965 | -29 | §I.B.4 | 09_Arrhenius
Insurance premium liability (NPV) | -1.7343 | -2 | §I.B.4 | 09_Arrhenius
Net hidden value, Operator X | 276.264 | 276 |  | Paper: +$276M (conservative band $260M to $320M).
OPERATOR H: PER-UNIT UPLIFT VS THE NOVA BENCHMARK (§I.D.4)
Component | Annual Δ ($K) | NPV Δ ($M) | Paper section | Note
Replacement reserve saved | -58.2053 | 0.57147 | §I.D.4 | Helsinki life 36.5 yr → $252K/yr vs $311K. Paper: −58 / +0.57.
Insurance premium reduction | -11.04 | 0.10839 | §I.D.4 | −40% of the $27.6K base. Paper: −11 / +0.11.
Free-cooling chilled-water OPEX | -620.0678 | 6.0879 | §I.D.4 | 06_Free_Cooling. Paper: −620 / +6.09.
Total per-unit NPV uplift | -689.3132 | 6.7678 |  | Paper: −689 / +6.77.
OPERATOR H: NORDIC LONG LEG (TABLE A6)
Component | Model ($M) | As printed ($M) | Paper section | Note
Replacement-reserve NPV uplift, 16 units | 9.1435 | 9 | §I.D.4 | 16 × $0.57M.
Insurance premium NPV uplift, 16 units | 1.7343 | 2 | §I.D.4 | 16 × $0.11M.
Free-cooling OPEX NPV uplift, 16 units | 97.4067 | 97 | §I.D.4 | 16 × $6.09M.
Latency penalty (inference workloads) | -22 | -22 | §I.D.4 | Assumption.
FX / repatriation friction | -3.8963 | -4 | §I.D.4 | 4% of the cooling uplift. Paper: −3.9.
Sovereign-AI / low-carbon EU-siting premium | 18 | 18 | §I.D.4 / §I.D.6 | Assumption.
District-heating waste-heat monetization | 4 | 4 | §I.D.5 | Assumption.
Net hidden value, Operator H | 104.3882 | 104 |  | Paper: +$104M (conservative band $95M to $125M).
'As printed' rounds each line to whole millions before summing, which is how Tables A5 and A6 are laid out. The unrounded model total differs by less than $1M.

## 20_Robustness
20. Robustness of the Slot Option Paper Table A1 and §I.A.4: per-slot value across volatility and time to expiry, the stress tests quoted in the text, and a risk-free rate check. | [6 empty] | Contents
TABLE A1: PER-SLOT VALUE ($M) ACROSS σ AND T
Each cell is a live Black-Scholes call on S and K from 05_Unit_Economics at r = 4.4%. Base case σ = 35%, T = 1.00.
σ \ T | 0.5 | 0.75 | 1 | 1.25 | 1.5 | Note
15% | 17.9792 | 18.3862 | 18.7914 | 19.1955 | 19.598
20% | 17.984 | 18.4096 | 18.8458 | 19.2879 | 19.7316
25% | 18.0142 | 18.4985 | 19.0049 | 19.5186 | 20.0311
30% | 18.0951 | 18.6783 | 19.2835 | 19.8887 | 20.4844
35% | 18.2392 | 18.9489 | 19.6684 | 20.3743 | 21.0589 | Base case
40% | 18.4469 | 19.2986 | 20.1392 | 20.9489 | 21.7235
45% | 18.7119 | 19.7131 | 20.6768 | 21.5901 | 22.4539
50% | 19.0259 | 20.1793 | 21.2655 | 22.2808 | 23.2317
Every cell matches paper Table A1 to the cent.
STRESS TESTS QUOTED IN §I.A.4
Test | Per slot ($M) | 16 slots ($M) | Δ per slot ($M) |  |  | Paper
Base case (σ = 35%) | 19.6684 | 314.6948 | 0 |  |  | $19.7M per slot, $315M book
σ = 15% | 18.7914 | 300.663 | -0.87699 |  |  | Low end of the 15% to 60% band: $18.8M / $301M
σ = 60% | 22.5501 | 360.8019 | 2.8817 |  |  | High end: $22.6M / $361M
σ = 40% (+5 points) | 20.1392 | 322.2275 | 0.4708 |  |  | A 5-point change in σ moves value about $0.5M
S + 20% | 30.0983 | 481.5734 | 10.4299 |  |  | A 20% change in S moves value about $10M
S − 20% | 10.2917 | 164.6666 | -9.3768
RISK-FREE RATE CHECK
The paper uses r = 4.40%, a conservative rate between the 1-year Treasury yield on 1 June 2026 (3.83%, FRED DGS1) and the 10-year yield (4.44% to 4.47%). The row below reruns the slot value at 3.83%, moving S, K and the discount rate together.
Test | Per slot ($M) | 16 slots ($M) | Δ per slot ($M) |  |  | Note
r = 3.83% (FRED DGS1) | 24.0783 | 385.2525 | 4.4099 |  |  | Material: a lower rate raises S and lowers K, adding about $4.4M per slot and $71M to the 16-slot book.

## 21_Two_Name_Book
21. Two-Name Long Book Paper Table A7 (§I.D.4): both legs long; the Miami thermal drag sits inside Operator X rather than as a separate short. |  |  |  |  | Contents
TABLE A7: COMBINED TWO-NAME LONG BOOK
Position | Operator | Model ($M) | As printed ($M) | Thesis
Long, Sun Belt slot option book | Operator X | 276.264 | 276 | §I.A, §I.B, §I.C
Long, Nordic thermal asset book | Operator H | 104.3882 | 104 | §I.D
Combined book hidden NPV |  | 380.6522 | 380 | Paper: about $380M
SAME BOOK, BY SOURCE OF VALUE (§I.D.4)
Leg | Value source | Model ($M) |  | Note
Operator H | Thesis I.D thermal asset | 104.3882
Operator X option value, 16 slots | Thesis I.A optionality | 314.6948
Liquidity / non-tradeability discount | Thesis I.A.4 | -8
Miami thermal liability (inside Operator X) | Thesis I.B | -30.4308
Net combined book |  | 380.6522 |  | Model total, unrounded. The table above sums lines rounded to whole millions (−29 and −2 give −31).
Both legs are long; this is not a hedged pair. A literal long/short expression is set out in the paper's companion positioning note.